## BoQ1 (hidden)
Percentage BoQ
BoQ_Ver3.1 | Percentage | Normal | INR Only | INR
Select, At Par, Excess (+), Less (-) |  | IOCL
Tender Inviting Authority: Superintending Engineer, Institute Works Department, IIT(BHU), Varanasi
Name of Work: Renovation of 4 nos toilet GF & FF in Department of Ceramic & 2 nos toilet in Department of Chemical and construction of drain & drain chamber behind Vivekanand & Vishwakarma Hostel and construction of sewer line, chamber & covering works at Aryabhatta Hostel, IIT (BHU), Varanasi.
Contract No: IIT(BHU)/IWD/
Name of the Bidder/ Bidding Firm / Company :
PRICE SCHEDULE (This BOQ template must not be modified/replaced by the bidder and the same should be uploaded after filling the relevant columns, else the bidder is liable to be rejected for this tender. Bidders are allowed to enter the Bidder Name and Values only )
NUMBER # | TEXT # | TEXT # | NUMBER # | TEXT # | NUMBER | NUMBER | TEXT | TEXT # | NUMBER # | TEXT# | TEXT # | NUMBER # | NUMBER | NUMBER | NUMBER | NUMBER | TEXT | TEXT | NUMBER | NUMBER | NUMBER | NUMBER | TEXT | TEXT | NUMBER | NUMBER | NUMBER | NUMBER | TEXT | TEXT | NUMBER | NUMBER | NUMBER | NUMBER | TEXT | TEXT | NUMBER | NUMBER | NUMBER | NUMBER | TEXT | TEXT | NUMBER | NUMBER | NUMBER # | NUMBER # | TEXT | TEXT | NUMBER # | NUMBER # | DATE | NUMBER # | NUMBER # | TEXT #
Sl. No. | Item Description | Item Code / Make | Quantity | Units | Estimated Rate in Rs. P |  |  | Addition / Deduction | Addition / Deduction Values | Currency Convertion against each Item | Quoted Currency in INR / Other Currency | BASIC RATE In Figures To be entered by the Bidder Rs. P | Excise Duty | VAT | Freight Charges ( Unloading & Stacking) | Any Other Taxes/Duties/Levies |  |  | Other Taxes 2 | IIIrd Party i.e DGS&D / RITES etc Inspection Charges @0.34%+Service Tax | Less for Cenvat Credit,if any respect of Supplies Under full Excise Duty Category | [30 empty] | TOTAL AMOUNT With Taxes in Rs. P | TOTAL AMOUNT With Taxes | TOTAL AMOUNT In Words
1 | 2 | 3 | 4 | 5 | 6 | 7 | 8 | 9 | 10 | 11 | 12 | 13 | 14 | 15 | 16 | 17 | 18 | 19 | 20 | 21 | 22 | 23 | 24 | 25 | 26 | 27 | 28 | 29 | 30 | 31 | 32 | 33 | 34 | 35 | 36 | 37 | 38 | 39 | 40 | 41 | 42 | 43 | 44 | 45 | 46 | 47 | 48 | 49 | 50 | 51 | 52 | 7 | 54 | 8
0.1 | xx | BI01010001010000000000000515BI0100001112 | [52 empty] | 0.1 | xx | BI01010001010000000000000515BI0100001112 |  |  | Construction of chamber for 100mm sluices valve | item1 | 10 | 1 Nos
1 | Dismantling tile work in floors and roofs laid in cement mortar including stacking material within 50 metres lead. For thickness of tiles 10 mm to 25 mm (15.23.1) | BI01010001010000000000000515BI0100001113 | 104 | Sqm | 54.85 |  |  | Excess(+) | 1 | Full Conversion | INR | [40 empty] | 5704.4 | 5704.4 | INR Five Thousand Seven Hundred & Four and Paise Forty Only | 1 | Dismantling tile work in floors and roofs laid in cement mortar including stacking material within 50 metres lead. For thickness of tiles 10 mm to 25 mm (15.23.1) | BI01010001010000000000000515BI0100001113 | 104 | Sqm | Supplying, Conveying and fixing spls. Including eart | item1 | 123.223 | Nos
2 | Dismantling old plaster or skirting raking out joints and cleaning the surface for plaster including disposal of rubbish to the dumping ground within 50 metres lead. (15.56) | BI01010001010000000000000515BI0100001114 | 223 | Sqm | 39 |  |  | Excess(+) | 1 | Full Conversion | INR | [40 empty] | 8697 | 8697 | INR Eight Thousand Six Hundred & Ninety Seven Only | 2 | Dismantling old plaster or skirting raking out joints and cleaning the surface for plaster including disposal of rubbish to the dumping ground within 50 metres lead. (15.56) | BI01010001010000000000000515BI0100001114 | 223 | Sqm | Construction of chamber for 100mm sluice plates | item2 | 213 | Nos
3 | 12 mm cement plaster of mix : 1:6 (1 cement: 6 coarse sand) (13.4.2) | BI01010001010000000000000515BI0100001115 | 88 | Sqm | 263.55 |  |  | Excess(+) | 1 | Full Conversion | INR | [40 empty] | 23192.4 | 23192.4 | INR Twenty Three Thousand One Hundred & Ninety Two and Paise Forty Only | 3 | 12 mm cement plaster of mix : 1:6 (1 cement: 6 coarse sand) (13.4.2) | BI01010001010000000000000515BI0100001115 | 88 | Sqm | Construction of chamber for 100mm sluices valve | item3 | 10 | Nos
4 | Providing and applying white cement based putty of average thickness 1 mm, of approved brand and manufacturer, over the plastered wall surface to prepare the surface even and smooth complete. (13.80) | BI01010001010000000000000515BI0100001116 | 411 | Sqm | 115.15 |  |  | Excess(+) | 1 | Full Conversion | INR | [40 empty] | 47326.65 | 47326.65 | INR Forty Seven Thousand Three Hundred & Twenty Six and Paise Sixty Five Only | 4 | Providing and applying white cement based putty of average thickness 1 mm, of approved brand and manufacturer, over the plastered wall surface to prepare the surface even and smooth complete. (13.80) | BI01010001010000000000000515BI0100001116 | 411 | Sqm | Supplying, Conveying and fixing spls. Including ea | item4 | 10 | Nos
5 | Demolishing cement concrete manually/ by mechanical means including disposal of material within 50 metres lead as per direction of Engineer - in - charge. Nominal concrete 1:3:6 or richer mix (i/c equivalent design mix) (15.2.1) | BI01010001010000000000000515BI0100001117 | 10 | Cum | 1737.45 |  |  | Excess(+) | 1 | Full Conversion | INR | [40 empty] | 17374.5 | 17374.5 | INR Seventeen Thousand Three Hundred & Seventy Four and Paise Fifty Only | 5 | Demolishing cement concrete manually/ by mechanical means including disposal of material within 50 metres lead as per direction of Engineer - in - charge. Nominal concrete 1:3:6 or richer mix (i/c equivalent design mix) (15.2.1) | BI01010001010000000000000515BI0100001117 | 10 | Cum | Supplying, Conveying and fixing spls. Including eart | item1 | 123.223 | Nos
6 | Demolishing mud phaska in terracing and disposal of material within 50 metres lead. (15.27) | BI01010001010000000000000515BI0100001118 | 15 | Cum | 652.3 |  |  | Excess(+) | 1 | Full Conversion | INR | [40 empty] | 9784.5 | 9784.5 | INR Nine Thousand Seven Hundred & Eighty Four and Paise Fifty Only | 6 | Demolishing mud phaska in terracing and disposal of material within 50 metres lead. (15.27) | BI01010001010000000000000515BI0100001118 | 15 | Cum | Construction of chamber for 100mm sluice plates | item2 | 213 | Nos
7 | Providing and laying in position cement concrete of specified grade excluding the cost of centering and shuttering - All work up to plinth level : "1:2:4 (1 cement : 2 coarse sand (zone-III) : 4 graded stone aggregate 20 mm nominal size). (4.1.3) | BI01010001010000000000000515BI0100001119 | 4 | Cum | 6788.6 |  |  | Excess(+) | 1 | Full Conversion | INR | [40 empty] | 27154.4 | 27154.4 | INR Twenty Seven Thousand One Hundred & Fifty Four and Paise Forty Only | 7 | Providing and laying in position cement concrete of specified grade excluding the cost of centering and shuttering - All work up to plinth level : "1:2:4 (1 cement : 2 coarse sand (zone-III) : 4 graded stone aggregate 20 mm nominal size). (4.1.3) | BI01010001010000000000000515BI0100001119 | 4 | Cum | Construction of chamber for 100mm sluices valve | item3 | 10 | Nos
8 | Providing and laying in position cement concrete of specified grade excluding the cost of centering and shuttering - All work up to plinth level : 1:4:8 (1 Cement : 4 coarse sand (zone-III) : 8 graded stone aggregate 40 mm nominal size) (4.1.8) | BI01010001010000000000000515BI0100001120 | 3 | Cum | 5789.6 |  |  | Excess(+) | 1 | Full Conversion | INR | [40 empty] | 17368.8 | 17368.8 | INR Seventeen Thousand Three Hundred & Sixty Eight and Paise Eighty Only | 8 | Providing and laying in position cement concrete of specified grade excluding the cost of centering and shuttering - All work up to plinth level : 1:4:8 (1 Cement : 4 coarse sand (zone-III) : 8 graded stone aggregate 40 mm nominal size) (4.1.8) | BI01010001010000000000000515BI0100001120 | 3 | Cum | Supplying, Conveying and fixing spls. Including ea | item4 | 10 | Nos
9 | Providing and fixing soil, waste and vent pipes : Centrifugally cast (spun) iron socket & spigot (S&S) pipe as per IS: 3989 (17.35.1.2) | BI01010001010000000000000515BI0100001121 | 34 | Mtr. | 1092.2 |  |  | Excess(+) | 1 | Full Conversion | INR | [40 empty] | 37134.8 | 37134.8 | INR Thirty Seven Thousand One Hundred & Thirty Four and Paise Eighty Only | 9 | Providing and fixing soil, waste and vent pipes : Centrifugally cast (spun) iron socket & spigot (S&S) pipe as per IS: 3989 (17.35.1.2) | BI01010001010000000000000515BI0100001121 | 34 | Mtr. | Supplying, Conveying and fixing spls. Including eart | item1 | 123.223 | Nos
10 | Providing and fixing collar : Sand cast iron S&S as per IS - 3989 (17.57.1.2) | BI01010001010000000000000515BI0100001122 | 10 | Nos. | 409.45 |  |  | Excess(+) | 1 | Full Conversion | INR | [40 empty] | 4094.5 | 4094.5 | INR Four Thousand &Ninety Four and Paise Fifty Only | 10 | Providing and fixing collar : Sand cast iron S&S as per IS - 3989 (17.57.1.2) | BI01010001010000000000000515BI0100001122 | 10 | Nos. | Construction of chamber for 100mm sluice plates | item2 | 213 | Nos
11 | Providing lead caulked joints to sand cast iron/centrifugally cast (spun) iron pipes and fittings of diameter : 100 mm (17.58.1) | BI01010001010000000000000515BI0100001123 | 53 | Nos. | 481.45 |  |  | Excess(+) | 1 | Full Conversion | INR | [40 empty] | 25516.85 | 25516.85 | INR Twenty Five Thousand Five Hundred & Sixteen and Paise Eighty Five Only | 11 | Providing lead caulked joints to sand cast iron/centrifugally cast (spun) iron pipes and fittings of diameter : 100 mm (17.58.1) | BI01010001010000000000000515BI0100001123 | 53 | Nos. | Construction of chamber for 100mm sluices valve | item3 | 10 | Nos
12 | Providing and fixing plain bend of required degree. Sand cast iron S&S as per IS : 3989 (17.39.1.2) | BI01010001010000000000000515BI0100001124 | 20 | Nos. | 390.75 |  |  | Excess(+) | 1 | Full Conversion | INR | [40 empty] | 7815 | 7815 | INR Seven Thousand Eight Hundred & Fifteen Only | 12 | Providing and fixing plain bend of required degree. Sand cast iron S&S as per IS : 3989 (17.39.1.2) | BI01010001010000000000000515BI0100001124 | 20 | Nos. | Supplying, Conveying and fixing spls. Including eart | item1 | 123.223 | Nos
13 | Providing and fixing single equal plain junction of required degree :100x100x100 mm Sand cast iron S&S as per IS - 3989 (17.44.1.2) | BI01010001010000000000000515BI0100001125 | 16 | Nos. | 667.7 |  |  | Excess(+) | 1 | Full Conversion | INR | [40 empty] | 10683.2 | 10683.2 | INR Ten Thousand Six Hundred & Eighty Three and Paise Twenty Only | 13 | Providing and fixing single equal plain junction of required degree :100x100x100 mm Sand cast iron S&S as per IS - 3989 (17.44.1.2) | BI01010001010000000000000515BI0100001125 | 16 | Nos. | Construction of chamber for 100mm sluice plates | item2 | 213 | Nos
14 | Providing and fixing trap of self cleansing design with screwed down or hinged grating with or without vent arm complete, including cost of cutting and making good the walls and floors :100 mm inlet and 100 mm outlet Sand cast iron S&S as per IS: 3989 (17.60.1.1) | BI01010001010000000000000515BI0100001126 | 11 | Nos. | 1512.55 |  |  | Excess(+) | 1 | Full Conversion | INR | [40 empty] | 16638.05 | 16638.05 | INR Sixteen Thousand Six Hundred & Thirty Eight and Paise Five Only | 14 | Providing and fixing trap of self cleansing design with screwed down or hinged grating with or without vent arm complete, including cost of cutting and making good the walls and floors :100 mm inlet and 100 mm outlet Sand cast iron S&S as per IS: 3989 (17.60.1.1) | BI01010001010000000000000515BI0100001126 | 11 | Nos. | Construction of chamber for 100mm sluices valve | item3 | 10 | Nos
15 | Providing and fixing 100 mm sand cast Iron grating for gully trap. (17.29) | BI01010001010000000000000515BI0100001127 | 20 | Nos. | 44.6 |  |  | Excess(+) | 1 | Full Conversion | INR | [40 empty] | 892 | 892 | INR Eight Hundred & Ninety Two Only | 15 | Providing and fixing 100 mm sand cast Iron grating for gully trap. (17.29) | BI01010001010000000000000515BI0100001127 | 20 | Nos. | Supplying, Conveying and fixing spls. Including ea | item4 | 10 | Nos
16 | Providing and fixing M.S. stays and clamps for sand cast iron/ centrifugally cast (spun) iron pipes of diameter : 100 mm (17.59.1) | BI01010001010000000000000515BI0100001128 | 28 | Nos. | 126.5 |  |  | Excess(+) | 1 | Full Conversion | INR | [40 empty] | 3542 | 3542 | INR Three Thousand Five Hundred & Forty Two Only | 16 | Providing and fixing M.S. stays and clamps for sand cast iron/ centrifugally cast (spun) iron pipes of diameter : 100 mm (17.59.1) | BI01010001010000000000000515BI0100001128 | 28 | Nos. | Construction of chamber for 100mm sluice plates | item5 | 10 | Nos
17 | Providing and fixing floor mounted, white vitreous china single piece, double traps syphonic water closet of approved brand/ make, shape, size and pattern including integrated white vitreous china cistern of capacity 10 litres with dual flushing system, including all fittings and fixtures with seat cover, cistern fittings, nuts, bolts and gasket etc including making connection with the existing P/S trap, complete in all respect as per directions of Engineer-in-Charge.(17.81) | BI01010001010000000000000515BI0100001129 | 4 | Nos | 15457.95 |  |  | Excess(+) | 1 | Full Conversion | INR | [40 empty] | 61831.8 | 61831.8 | INR Sixty One Thousand Eight Hundred & Thirty One and Paise Eighty Only | 17 | Providing and fixing floor mounted, white vitreous china single piece, double traps syphonic water closet of approved brand/ make, shape, size and pattern including integrated white vitreous china cistern of capacity 10 litres with dual flushing system, including all fittings and fixtures with seat cover, cistern fittings, nuts, bolts and gasket etc including making connection with the existing P/S trap, complete in all respect as per directions of Engineer-in-Charge.(17.81) | BI01010001010000000000000515BI0100001129 | 4 | Nos | Construction of chamber for 100mm sluice plates | item5 | 10 | Nos
18 | Providing and fixing P.V.C. waste pipe for sink or wash basin including P.V.C. waste fittings complete. Semi rigid pipe 32 mm dia (17.28.1.1) | BI01010001010000000000000515BI0100001130 | 16 | Nos | 87.7 |  |  | Excess(+) | 1 | Full Conversion | INR | [40 empty] | 1403.2 | 1403.2 | INR One Thousand Four Hundred & Three and Paise Twenty Only | 18 | Providing and fixing P.V.C. waste pipe for sink or wash basin including P.V.C. waste fittings complete. Semi rigid pipe 32 mm dia (17.28.1.1) | BI01010001010000000000000515BI0100001130 | 16 | Nos | Construction of chamber for 100mm sluice plates | item5 | 10 | Nos
19 | Providing and fixing wash basin with C.I. brackets, 15 mm C.P. brass pillar taps, 32 mm C.P. brass waste of standard pattern, including painting of fittings and brackets, cutting and making good the walls wherever require: White Vitreous China Surgeon type wash basin of size 660x460 mm with a pair of 15 mm C.P. brass pillar taps with elbow including operated levers (17.7.8) | BI01010001010000000000000515BI0100001131 | 4 | Nos | 4052.35 |  |  | Excess(+) | 1 | Full Conversion | INR | [40 empty] | 16209.4 | 16209.4 | INR Sixteen Thousand Two Hundred & Nine and Paise Forty Only | 19 | Providing and fixing wash basin with C.I. brackets, 15 mm C.P. brass pillar taps, 32 mm C.P. brass waste of standard pattern, including painting of fittings and brackets, cutting and making good the walls wherever require: White Vitreous China Surgeon type wash basin of size 660x460 mm with a pair of 15 mm C.P. brass pillar taps with elbow including operated levers (17.7.8) | BI01010001010000000000000515BI0100001131 | 4 | Nos | Construction of chamber for 100mm sluice plates | item5 | 10 | Nos
20 | Providing and fixing mirror of superior glass (of approved quality) and of required shape and size with plastic moulded frame of approved make and shade with 6 mm thick hard board backing : Rectangular shape 1500x450 mm (17.32.4) | BI01010001010000000000000515BI0100001132 | 4 | Nos | 1786.55 |  |  | Excess(+) | 1 | Full Conversion | INR | [40 empty] | 7146.2 | 7146.2 | INR Seven Thousand One Hundred & Forty Six and Paise Twenty Only | 20 | Providing and fixing mirror of superior glass (of approved quality) and of required shape and size with plastic moulded frame of approved make and shade with 6 mm thick hard board backing : Rectangular shape 1500x450 mm (17.32.4) | BI01010001010000000000000515BI0100001132 | 4 | Nos | Construction of chamber for 100mm sluice plates | item5 | 10 | Nos
21 | Providing and fixing G.I. pipes complete with G.I. fittings and clamps, i/c cutting and making good the walls etc. Internal work - Exposed on wall 15 mm dia nominal bore (18.10.1) | BI01010001010000000000000515BI0100001133 | 106 | Mtrs | 284.9 |  |  | Excess(+) | 1 | Full Conversion | INR | [40 empty] | 30199.4 | 30199.4 | INR Thirty Thousand One Hundred & Ninety Nine and Paise Forty Only | 21 | Providing and fixing G.I. pipes complete with G.I. fittings and clamps, i/c cutting and making good the walls etc. Internal work - Exposed on wall 15 mm dia nominal bore (18.10.1) | BI01010001010000000000000515BI0100001133 | 106 | Mtrs | Construction of chamber for 100mm sluice plates | item5 | 10 | Nos
22 | Providing and fixing G.I. pipes complete with G.I. fittings and clamps, i/c cutting and making good the walls etc. Internal work - Exposed on wall 25 mm dia nominal bore (18.10.3) | BI01010001010000000000000515BI0100001134 | 44 | Mtrs | 438 |  |  | Excess(+) | 1 | Full Conversion | INR | [40 empty] | 19272 | 19272 | INR Nineteen Thousand Two Hundred & Seventy Two Only | 22 | Providing and fixing G.I. pipes complete with G.I. fittings and clamps, i/c cutting and making good the walls etc. Internal work - Exposed on wall 25 mm dia nominal bore (18.10.3) | BI01010001010000000000000515BI0100001134 | 44 | Mtrs | Construction of chamber for 100mm sluice plates | item5 | 10 | Nos
23 | Providing and fixing Ist quality ceramic glazed wall tiles conforming to IS: 15622 (thickness to be specified by the manufacturer), of approved make, in all colours, shades except burgundy, bottle green, black of any size as approved by Engineer-in-Charge, in skirting, risers of steps and dados, over 12 mm thick bed of cement mortar 1:3 (1 cement : 3 coarse sand) and jointing with grey cement slurry @ 3.3kg per sqm, including pointing in white cement mixed with pigment of matching shade complete. (8.31) | BI01010001010000000000000515BI0100001135 | 89 | Sqm | 1030.3 |  |  | Excess(+) | 1 | Full Conversion | INR | [40 empty] | 91696.7 | 91696.7 | INR Ninety One Thousand Six Hundred & Ninety Six and Paise Seventy Only | 23 | Providing and fixing Ist quality ceramic glazed wall tiles conforming to IS: 15622 (thickness to be specified by the manufacturer), of approved make, in all colours, shades except burgundy, bottle green, black of any size as approved by Engineer-in-Charge, in skirting, risers of steps and dados, over 12 mm thick bed of cement mortar 1:3 (1 cement : 3 coarse sand) and jointing with grey cement slurry @ 3.3kg per sqm, including pointing in white cement mixed with pigment of matching shade complete. (8.31) | BI01010001010000000000000515BI0100001135 | 89 | Sqm | Construction of chamber for 100mm sluice plates | item5 | 10 | Nos
24 | Providing and laying rectified Glazed Ceramic floor tiles of size 300x300 mm or more (thickness to be specified by the manufacturer), of 1st quality conforming to IS : 15622, of approved make, in all colours, shades, except White, Ivory, Grey, Fume Red Brown, laid on 20 mm thick Cement Mortar 1:4 (1 Cement : 4 Coarse sand), jointing with grey cement slurry @ 3.3kg/sqm including pointing the joints with white cement and matching pigments etc., complete. (11.40) | BI01010001010000000000000515BI0100001136 | 18 | Sqm | 1170.7 |  |  | Excess(+) | 1 | Full Conversion | INR | [40 empty] | 21072.6 | 21072.6 | INR Twenty One Thousand &Seventy Two and Paise Sixty Only | 24 | Providing and laying rectified Glazed Ceramic floor tiles of size 300x300 mm or more (thickness to be specified by the manufacturer), of 1st quality conforming to IS : 15622, of approved make, in all colours, shades, except White, Ivory, Grey, Fume Red Brown, laid on 20 mm thick Cement Mortar 1:4 (1 Cement : 4 Coarse sand), jointing with grey cement slurry @ 3.3kg/sqm including pointing the joints with white cement and matching pigments etc., complete. (11.40) | BI01010001010000000000000515BI0100001136 | 18 | Sqm | Construction of chamber for 100mm sluice plates | item5 | 10 | Nos
25 | Demolishing R.C.C. work manually by mechanical means including stacking of steel bars and disposal of unserviceable material within 50 metres lead as per direction of Engineer in charge. (15.3) | BI01010001010000000000000515BI0100001137 | 1 | Cum | 2534.7 |  |  | Excess(+) | 1 | Full Conversion | INR | [40 empty] | 2534.7 | 2534.7 | INR Two Thousand Five Hundred & Thirty Four and Paise Seventy Only | 25 | Demolishing R.C.C. work manually by mechanical means including stacking of steel bars and disposal of unserviceable material within 50 metres lead as per direction of Engineer in charge. (15.3) | BI01010001010000000000000515BI0100001137 | 1 | Cum | Construction of chamber for 100mm sluice plates | item5 | 10 | Nos
26 | Providing and fixing terminal guard: 100 mm Sand cast iron S&S as per IS: - 3989 (17.56.1.2) | BI01010001010000000000000515BI0100001138 | 4 | Nos | 389.4 |  |  | Excess(+) | 1 | Full Conversion | INR | [40 empty] | 1557.6 | 1557.6 | INR One Thousand Five Hundred & Fifty Seven and Paise Sixty Only | 26 | Providing and fixing terminal guard: 100 mm Sand cast iron S&S as per IS: - 3989 (17.56.1.2) | BI01010001010000000000000515BI0100001138 | 4 | Nos | Construction of chamber for 100mm sluice plates | item5 | 10 | Nos
27 | Providing and fixing G.I. Union in G.I. pipe including cutting and threading the pipe and making long screws etc. complete (new work) 15mm nominal bore (18.46.1) | BI01010001010000000000000515BI0100001139 | 4 | Nos | 235.75 |  |  | Excess(+) | 1 | Full Conversion | INR | [40 empty] | 943 | 943 | INR Nine Hundred & Forty Three Only | 27 | Providing and fixing G.I. Union in G.I. pipe including cutting and threading the pipe and making long screws etc. complete (new work) 15mm nominal bore (18.46.1) | BI01010001010000000000000515BI0100001139 | 4 | Nos | Construction of chamber for 100mm sluice plates | item5 | 10 | Nos
28 | Providing and fixing G.I. Union in G.I. pipe including cutting and threading the pipe and making long screws etc. complete (new work) 25mm nominal bore (18.46.3) | BI01010001010000000000000515BI0100001140 | 4 | Nos | 340.1 |  |  | Excess(+) | 1 | Full Conversion | INR | [40 empty] | 1360.4 | 1360.4 | INR One Thousand Three Hundred & Sixty and Paise Forty Only | 28 | Providing and fixing G.I. Union in G.I. pipe including cutting and threading the pipe and making long screws etc. complete (new work) 25mm nominal bore (18.46.3) | BI01010001010000000000000515BI0100001140 | 4 | Nos | Construction of chamber for 100mm sluice plates | item5 | 10 | Nos
29 | Providing and fixing C.P. brass long body bib cock of ESSCO 512 KN with flange of approved quality or equivalent conforming to standerds and specifications as per direction of Engineer in charge. 15 mm nominal bore (NS) | BI01010001010000000000000515BI0100001141 | 4 | Nos | 1117.6 |  |  | Excess(+) | 1 | Full Conversion | INR | [40 empty] | 4470.4 | 4470.4 | INR Four Thousand Four Hundred & Seventy and Paise Forty Only | 29 | Providing and fixing C.P. brass long body bib cock of ESSCO 512 KN with flange of approved quality or equivalent conforming to standerds and specifications as per direction of Engineer in charge. 15 mm nominal bore (NS) | BI01010001010000000000000515BI0100001141 | 4 | Nos | Construction of chamber for 100mm sluice plates | item5 | 10 | Nos
30 | Providing and fixing C.P. brass stop cock (concealed) of ESSCO 514 KN of standerds design or equivalent and of approved make conforming to IS 8931 15mm nominal bore 15 mm nominal bore (NS) | BI01010001010000000000000515BI0100001142 | 7 | Nos | 1102.85 |  |  | Excess(+) | 1 | Full Conversion | INR | [40 empty] | 7719.95 | 7719.95 | INR Seven Thousand Seven Hundred & Nineteen and Paise Ninety Five Only | 30 | Providing and fixing C.P. brass stop cock (concealed) of ESSCO 514 KN of standerds design or equivalent and of approved make conforming to IS 8931 15mm nominal bore 15 mm nominal bore (NS) | BI01010001010000000000000515BI0100001142 | 7 | Nos | Construction of chamber for 100mm sluice plates | item5 | 10 | Nos
31 | Providing & Injecting chemical emulsion for post ATT of soil of existing floors using chemical emulsion for post ATT of soil of existing floors using chemical emulsion @ 1 litre per holes, 300mm. Apart including drilling holes and plugging 12mm. Dia holes. Providing & Injecting chemical emulsion for post ATT of vids and masonary using chemical emulsion @ 1 lit. per holes at 300mm. Apart including holes at 45 degree and replugging the same. Providing & Injecting chemical emulsion for post ATT along the external perimeter below the concrete or masonary apron. Using chemical emulsion @ 2.5 litres per linear metre.Providing & Injecting chemical emulsion and wood work by chemical chlordane (Oil or Kerosene based) by drilling holes at downward. Angle and sealing the same. Chemical to be used: CHLORPYRIPHOS 20 EC. | BI01010001010000000000000515BI0100001143 | 135 | sqm | 48.4 |  |  | Excess(+) | 1 | Full Conversion | INR | [40 empty] | 6534 | 6534 | INR Six Thousand Five Hundred & Thirty Four Only | 31 | Providing & Injecting chemical emulsion for post ATT of soil of existing floors using chemical emulsion for post ATT of soil of existing floors using chemical emulsion @ 1 litre per holes, 300mm. Apart including drilling holes and plugging 12mm. Dia holes. Providing & Injecting chemical emulsion for post ATT of vids and masonary using chemical emulsion @ 1 lit. per holes at 300mm. Apart including holes at 45 degree and replugging the same. Providing & Injecting chemical emulsion for post ATT along the external perimeter below the concrete or masonary apron. Using chemical emulsion @ 2.5 litres per linear metre.Providing & Injecting chemical emulsion and wood work by chemical chlordane (Oil or Kerosene based) by drilling holes at downward. Angle and sealing the same. Chemical to be used: CHLORPYRIPHOS 20 EC. | BI01010001010000000000000515BI0100001143 | 135 | sqm | Construction of chamber for 100mm sluice plates | item5 | 10 | Nos
32 | Applying priming coat: With ready mixed pink or Grey primer of approved brand and manufacture on wood work (hard and soft wood) (13.50.1) | BI01010001010000000000000515BI0100001144 | 299 | sqm | 57.05 |  |  | Excess(+) | 1 | Full Conversion | INR | [40 empty] | 17057.95 | 17057.95 | INR Seventeen Thousand &Fifty Seven and Paise Ninety Five Only | 32 | Applying priming coat: With ready mixed pink or Grey primer of approved brand and manufacture on wood work (hard and soft wood) (13.50.1) | BI01010001010000000000000515BI0100001144 | 299 | sqm | Construction of chamber for 100mm sluice plates | item5 | 10 | Nos
33 | Wall painting with acrylic emulsion paint of approved brand and manufacture to give an even shade : Two or more coats on new work (13.60.1) | BI01010001010000000000000515BI0100001145 | 299 | sqm | 128.65 |  |  | Excess(+) | 1 | Full Conversion | INR | [40 empty] | 38466.35 | 38466.35 | INR Thirty Eight Thousand Four Hundred & Sixty Six and Paise Thirty Five Only | 33 | Wall painting with acrylic emulsion paint of approved brand and manufacture to give an even shade : Two or more coats on new work (13.60.1) | BI01010001010000000000000515BI0100001145 | 299 | sqm | Construction of chamber for 100mm sluice plates | item5 | 10 | Nos
34 | Dismantling doors, windows and clerestory windows (steel or wood) shutter including chowkhats, architrave, holdfasts etc. complete and stacking within 50 metres lead : Of area 3 sq. metres and below ( 15.12.1) | BI01010001010000000000000515BI0100001146 | 8 | sqm | 274.5 |  |  | Excess(+) | 1 | Full Conversion | INR | [40 empty] | 2196 | 2196 | INR Two Thousand One Hundred & Ninety Six Only | 34 | Dismantling doors, windows and clerestory windows (steel or wood) shutter including chowkhats, architrave, holdfasts etc. complete and stacking within 50 metres lead : Of area 3 sq. metres and below ( 15.12.1) | BI01010001010000000000000515BI0100001146 | 8 | sqm | Construction of chamber for 100mm sluice plates | item5 | 10 | Nos
35 | Providing and fixing glazing in aluminium door, window, ventilator shutters and partitions etc. with EPDM rubber / neoprene gasket etc. complete as per the architectural drawings and the directions of engineer-in-charge . (Cost of aluminium snap beading shall be paid in basic item.) With float glass panes of 5.50 mm thickness (21.3.2) | BI01010001010000000000000515BI0100001147 | 7 | sqm | 1296.4 |  |  | Excess(+) | 1 | Full Conversion | INR | [40 empty] | 9074.8 | 9074.8 | INR Nine Thousand &Seventy Four and Paise Eighty Only | 35 | Providing and fixing glazing in aluminium door, window, ventilator shutters and partitions etc. with EPDM rubber / neoprene gasket etc. complete as per the architectural drawings and the directions of engineer-in-charge . (Cost of aluminium snap beading shall be paid in basic item.) With float glass panes of 5.50 mm thickness (21.3.2) | BI01010001010000000000000515BI0100001147 | 7 | sqm | Construction of chamber for 100mm sluice plates | item5 | 10 | Nos
36 | Providing & Fixing decorative high pressure laminated sheet of plain / wood grain in gloss / matt/ suede finish with high density protective surface layer and reverse side of adhesive bonding quality conformingto IS : 2046 Type S, including cost of adhesive of approved quality. 1.0 mm thick (9.127.2) | BI01010001010000000000000515BI0100001148 | 6 | sqm | 717.65 |  |  | Excess(+) | 1 | Full Conversion | INR | [40 empty] | 4305.9 | 4305.9 | INR Four Thousand Three Hundred & Five and Paise Ninety Only | 36 | Providing & Fixing decorative high pressure laminated sheet of plain / wood grain in gloss / matt/ suede finish with high density protective surface layer and reverse side of adhesive bonding quality conformingto IS : 2046 Type S, including cost of adhesive of approved quality. 1.0 mm thick (9.127.2) | BI01010001010000000000000515BI0100001148 | 6 | sqm | Construction of chamber for 100mm sluice plates | item5 | 10 | Nos
37 | Providing and fixing CP Brass Single lever telephonic wall mixer of quality & make as approved by Engineer in charge. 15 mm nominal dia (17.22B) | BI01010001010000000000000515BI0100001149 | 2 | Nos | 6113.6 |  |  | Excess(+) | 1 | Full Conversion | INR | [40 empty] | 12227.2 | 12227.2 | INR Twelve Thousand Two Hundred & Twenty Seven and Paise Twenty Only | 37 | Providing and fixing CP Brass Single lever telephonic wall mixer of quality & make as approved by Engineer in charge. 15 mm nominal dia (17.22B) | BI01010001010000000000000515BI0100001149 | 2 | Nos | Construction of chamber for 100mm sluice plates | item5 | 10 | Nos
38 | Providing and fixing ISI marked flush door shutters conforming to IS : 2202 (Part I) decorative type, core of block board construction with frame of 1st class hard wood and well matched teak 3 ply veneering with vertical grains or cross bands and face veneers on both faces of shutters. 30 mm thick including ISI marked Stainless Steel butt hinges with necessary screws ( 9.20.1 ) | BI01010001010000000000000515BI0100001150 | 10 | Sqm | 3023.95 |  |  | Excess(+) | 1 | Full Conversion | INR | [40 empty] | 30239.5 | 30239.5 | INR Thirty Thousand Two Hundred & Thirty Nine and Paise Fifty Only | 38 | Providing and fixing ISI marked flush door shutters conforming to IS : 2202 (Part I) decorative type, core of block board construction with frame of 1st class hard wood and well matched teak 3 ply veneering with vertical grains or cross bands and face veneers on both faces of shutters. 30 mm thick including ISI marked Stainless Steel butt hinges with necessary screws ( 9.20.1 ) | BI01010001010000000000000515BI0100001150 | 10 | Sqm | Construction of chamber for 100mm sluice plates | item5 | 10 | Nos
39 | Painting with synthetic enamel paint of approved brand and manufacture to give an even shade : Two or more coats on new work sqm 121.55 ( 13.61.1 ) | BI01010001010000000000000515BI0100001151 | 59 | Sqm | 121.55 |  |  | Excess(+) | 1 | Full Conversion | INR | [40 empty] | 7171.45 | 7171.45 | INR Seven Thousand One Hundred & Seventy One and Paise Forty Five Only | 39 | Painting with synthetic enamel paint of approved brand and manufacture to give an even shade : Two or more coats on new work sqm 121.55 ( 13.61.1 ) | BI01010001010000000000000515BI0100001151 | 59 | Sqm | Construction of chamber for 100mm sluice plates | item5 | 10 | Nos
40 | Providing and fixing Hand Shower ( Health Faucet ) with Flexible Tube & Wall Hook with N.R.V. ( Back Flow Preventer ) of approved make complete as per manufacturer's specifications & direction of Engineer - in - charge. (17.16A) Model No. JAQ - ALD - 573 - HAND - SH. Of Jaquar or equivalent in other approved makes. | BI01010001010000000000000515BI0100001152 | 4 | Nos | 1542.5 |  |  | Excess(+) | 1 | Full Conversion | INR | [40 empty] | 6170 | 6170 | INR Six Thousand One Hundred & Seventy Only | 40 | Providing and fixing Hand Shower ( Health Faucet ) with Flexible Tube & Wall Hook with N.R.V. ( Back Flow Preventer ) of approved make complete as per manufacturer's specifications & direction of Engineer - in - charge. (17.16A) Model No. JAQ - ALD - 573 - HAND - SH. Of Jaquar or equivalent in other approved makes. | BI01010001010000000000000515BI0100001152 | 4 | Nos | Construction of chamber for 100mm sluice plates | item5 | 10 | Nos
41 | Providing and fixing PTMT towel rail complete with brackets fixed to wooden cleats with CP brass screws with concealed fittings arrangement of approved quality and colour. 600 mm long towel rail with total length of 645 mm, width 78 mm and effective height of 88 mm, weighing not lessthan 190 gms. | BI01010001010000000000000515BI0100001154 | 4 | Nos | 595.5 |  |  | Excess(+) | 1 | Full Conversion | INR | [40 empty] | 2382 | 2382 | INR Two Thousand Three Hundred & Eighty Two Only | 41 | Providing and fixing PTMT towel rail complete with brackets fixed to wooden cleats with CP brass screws with concealed fittings arrangement of approved quality and colour. 600 mm long towel rail with total length of 645 mm, width 78 mm and effective height of 88 mm, weighing not lessthan 190 gms. | BI01010001010000000000000515BI0100001154 | 4 | Nos | Construction of chamber for 100mm sluice plates | item5 | 10 | Nos
42 | Painting on G.S. sheet with synthetic enamel paint of approved brand and manufacture of required colour to give an even shade : New work (two or more coats) including a coat of approved steel primer but excluding a coat of mordant solution ( 13.53.1 ) | BI01010001010000000000000515BI0100001155 | 28 | Sqm | 138 |  |  | Excess(+) | 1 | Full Conversion | INR | [40 empty] | 3864 | 3864 | INR Three Thousand Eight Hundred & Sixty Four Only | 42 | Painting on G.S. sheet with synthetic enamel paint of approved brand and manufacture of required colour to give an even shade : New work (two or more coats) including a coat of approved steel primer but excluding a coat of mordant solution ( 13.53.1 ) | BI01010001010000000000000515BI0100001155 | 28 | Sqm | Construction of chamber for 100mm sluice plates | item5 | 10 | Nos
43 | Providing and fixing to existing door frames. 30 mm thick Glass Fibre Reinforced Plastic (FRP) panelled door shutter of required colour and approved brand and manufacture, made with fire - retardant grade unsaturated polyester resin, moulded to 3 mm thick FRP laminate for forming hollow rails and styles, with wooden frame and suitable blocks of seasoned wood inside at required places for fixing of fittings, cast monolithically with 5 mm thick FRP laminate for panels conforming to IS: 14856, including fixing to frames. ( 9.122.1 ) | BI01010001010000000000000515BI0100001156 | 10 | Sqm | 3465.05 |  |  | Excess(+) | 1 | Full Conversion | INR | [40 empty] | 34650.5 | 34650.5 | INR Thirty Four Thousand Six Hundred & Fifty and Paise Fifty Only | 43 | Providing and fixing to existing door frames. 30 mm thick Glass Fibre Reinforced Plastic (FRP) panelled door shutter of required colour and approved brand and manufacture, made with fire - retardant grade unsaturated polyester resin, moulded to 3 mm thick FRP laminate for forming hollow rails and styles, with wooden frame and suitable blocks of seasoned wood inside at required places for fixing of fittings, cast monolithically with 5 mm thick FRP laminate for panels conforming to IS: 14856, including fixing to frames. ( 9.122.1 ) | BI01010001010000000000000515BI0100001156 | 10 | Sqm | Construction of chamber for 100mm sluice plates | item5 | 10 | Nos
44 | Dismantling doors, windows and clerestory windows (steel or wood) shutter including chowkhats, architrave, holdfasts etc. complete and stacking within 50 metres lead :Of area 3 sq. metres and below (15.12.1) | BI01010001010000000000000515BI0100001157 | 4 | Nos | 274.5 |  |  | Excess(+) | 1 | Full Conversion | INR | [40 empty] | 1098 | 1098 | INR One Thousand &Ninety Eight Only | 44 | Dismantling doors, windows and clerestory windows (steel or wood) shutter including chowkhats, architrave, holdfasts etc. complete and stacking within 50 metres lead :Of area 3 sq. metres and below (15.12.1) | BI01010001010000000000000515BI0100001157 | 4 | Nos | Construction of chamber for 100mm sluice plates | item5 | 10 | Nos
45 | Providing and fixing flat pressed 3 layer particle board medium density exterior grade (Grade I) or graded wood particle board IS : 3087 marked, to frame, backing or studding with screws etc. complete (Frames, backing or studding to be paid separately): 18 mm thick ( 9.17.2 ) | BI01010001010000000000000515BI0100001158 | 11 | Sqm | 915.6 |  |  | Excess(+) | 1 | Full Conversion | INR | [40 empty] | 10071.6 | 10071.6 | INR Ten Thousand &Seventy One and Paise Sixty Only | 45 | Providing and fixing flat pressed 3 layer particle board medium density exterior grade (Grade I) or graded wood particle board IS : 3087 marked, to frame, backing or studding with screws etc. complete (Frames, backing or studding to be paid separately): 18 mm thick ( 9.17.2 ) | BI01010001010000000000000515BI0100001158 | 11 | Sqm | Construction of chamber for 100mm sluice plates | item5 | 10 | Nos
46 | Providing and fixing ISI marked flush door shutters conforming to IS : 2202 (Part I) non-decorative type, core of block board construction with frame of 1st class hard wood and well matched commercial 3 ply veneering with vertical grains or cross bands and face veneers on both faces of shutters:25 mm thick (for cupboard) including ISI marked nickel plated bright finished M.S. Piano hinges IS : 3818 marked with necessary screws ( 9.21.2 ) | BI01010001010000000000000515BI0100001159 | 34 | Sqm | 1819.8 |  |  | Excess(+) | 1 | Full Conversion | INR | [40 empty] | 61873.2 | 61873.2 | INR Sixty One Thousand Eight Hundred & Seventy Three and Paise Twenty Only | 46 | Providing and fixing ISI marked flush door shutters conforming to IS : 2202 (Part I) non-decorative type, core of block board construction with frame of 1st class hard wood and well matched commercial 3 ply veneering with vertical grains or cross bands and face veneers on both faces of shutters:25 mm thick (for cupboard) including ISI marked nickel plated bright finished M.S. Piano hinges IS : 3818 marked with necessary screws ( 9.21.2 ) | BI01010001010000000000000515BI0100001159 | 34 | Sqm | Construction of chamber for 100mm sluice plates | item5 | 10 | Nos
47 | Demolishing brick work manually/ by mechanical means including stacking of serviceable material and disposal of unserviceable material within 50 metres lead as per direction of Engineer-in-charge. In cement mortar (15.7.4) | BI01010001010000000000000515BI0100001160 | 1 | Cum | 1469.9 |  |  | Excess(+) | 1 | Full Conversion | INR | [40 empty] | 1469.9 | 1469.9 | INR One Thousand Four Hundred & Sixty Nine and Paise Ninety Only | 47 | Demolishing brick work manually/ by mechanical means including stacking of serviceable material and disposal of unserviceable material within 50 metres lead as per direction of Engineer-in-charge. In cement mortar (15.7.4) | BI01010001010000000000000515BI0100001160 | 1 | Cum | Construction of chamber for 100mm sluice plates | item5 | 10 | Nos
48 | Providing and laying water proofing treatment to vertical and horizontal surfaces of depressed portions of W.C., kitchen and the like consisting of: (i) Ist course of applying cement slurry @ 4.4 kg/sqm mixed with water proofing compound conforming to IS 2645 in recommended proportions including rounding off junction of vertical and horizontal surface. (ii) IInd course of 20 mm cement plaster 1:3 (1 cement : 3 coarse sand) mixed with water proofing compound in recommended proportion including rounding off junction of vertical and horizontal surface. (iii) IIIrd course of applying blown or residual bitumen applied hot at 1.7 kg. per sqm of area. (iv) IVth course of 400 micron thick PVC sheet. (Overlaps at joints of PVC sheet should be 100 mm wide and pasted to each other with bitumen @ 1.7 kg/ sqm).(22.3) | BI01010001010000000000000515BI0100001161 | 24 | Sqm | 705.7 |  |  | Excess(+) | 1 | Full Conversion | INR | [40 empty] | 16936.8 | 16936.8 | INR Sixteen Thousand Nine Hundred & Thirty Six and Paise Eighty Only | 48 | Providing and laying water proofing treatment to vertical and horizontal surfaces of depressed portions of W.C., kitchen and the like consisting of: (i) Ist course of applying cement slurry @ 4.4 kg/sqm mixed with water proofing compound conforming to IS 2645 in recommended proportions including rounding off junction of vertical and horizontal surface. (ii) IInd course of 20 mm cement plaster 1:3 (1 cement : 3 coarse sand) mixed with water proofing compound in recommended proportion including rounding off junction of vertical and horizontal surface. (iii) IIIrd course of applying blown or residual bitumen applied hot at 1.7 kg. per sqm of area. (iv) IVth course of 400 micron thick PVC sheet. (Overlaps at joints of PVC sheet should be 100 mm wide and pasted to each other with bitumen @ 1.7 kg/ sqm).(22.3) | BI01010001010000000000000515BI0100001161 | 24 | Sqm | Construction of chamber for 100mm sluice plates | item5 | 10 | Nos
49 | Distempering with oil bound washable distemper of approved brand and manufacture to give an even shade : New work (two or more coats) over and including water tinnable priming coat with cement primer (13.41.1) | BI01010001010000000000000515BI0100001162 | 107 | Sqm | 153.45 |  |  | Excess(+) | 1 | Full Conversion | INR | [40 empty] | 16419.15 | 16419.15 | INR Sixteen Thousand Four Hundred & Nineteen and Paise Fifteen Only | 49 | Distempering with oil bound washable distemper of approved brand and manufacture to give an even shade : New work (two or more coats) over and including water tinnable priming coat with cement primer (13.41.1) | BI01010001010000000000000515BI0100001162 | 107 | Sqm | Construction of chamber for 100mm sluice plates | item5 | 10 | Nos
50 | Painting with synthetic enamel paint of approved brand and manufacture of required colour to give an even shade : One or more coats on old work (13.99.1) | BI01010001010000000000000515BI0100001163 | 22 | Sqm | 79.95 |  |  | Excess(+) | 1 | Full Conversion | INR | [40 empty] | 1758.9 | 1758.9 | INR One Thousand Seven Hundred & Fifty Eight and Paise Ninety Only | 50 | Painting with synthetic enamel paint of approved brand and manufacture of required colour to give an even shade : One or more coats on old work (13.99.1) | BI01010001010000000000000515BI0100001163 | 22 | Sqm | Construction of chamber for 100mm sluice plates | item5 | 10 | Nos
51 | Providing and fixing bend of required degree with access door, insertion rubber washer 3 mm thick, bolts and nuts complete Sand cast iron S&S as per IS - 3989(17.38.1.2) | BI01010001010000000000000515BI0100001164 | 11 | Nos. | 461.65 |  |  | Excess(+) | 1 | Full Conversion | INR | [40 empty] | 5078.15 | 5078.15 | INR Five Thousand &Seventy Eight and Paise Fifteen Only | 51 | Providing and fixing bend of required degree with access door, insertion rubber washer 3 mm thick, bolts and nuts complete Sand cast iron S&S as per IS - 3989(17.38.1.2) | BI01010001010000000000000515BI0100001164 | 11 | Nos. | Construction of chamber for 100mm sluice plates | item5 | 10 | Nos
52 | Providing and fixing double equal plain junction of required degree.100x100x100x100 mm Sand cast iron S&S as per IS - 3989 (17.42.1.2) | BI01010001010000000000000515BI0100001165 | 5 | Nos. | 865.7 |  |  | Excess(+) | 1 | Full Conversion | INR | [40 empty] | 4328.5 | 4328.5 | INR Four Thousand Three Hundred & Twenty Eight and Paise Fifty Only | 52 | Providing and fixing double equal plain junction of required degree.100x100x100x100 mm Sand cast iron S&S as per IS - 3989 (17.42.1.2) | BI01010001010000000000000515BI0100001165 | 5 | Nos. | Construction of chamber for 100mm sluice plates | item5 | 10 | Nos
53 | Providing and fixing single equal plain junction of required degree with access door, insertion rubber washer 3 mm thick, bolts and nuts complete.100x100x100 mm Sand cast iron S&S as per IS - 3989 (17.43.1.2) | BI01010001010000000000000515BI0100001166 | 5 | Nos. | 722.55 |  |  | Excess(+) | 1 | Full Conversion | INR | [40 empty] | 3612.75 | 3612.75 | INR Three Thousand Six Hundred & Twelve and Paise Seventy Five Only | 53 | Providing and fixing single equal plain junction of required degree with access door, insertion rubber washer 3 mm thick, bolts and nuts complete.100x100x100 mm Sand cast iron S&S as per IS - 3989 (17.43.1.2) | BI01010001010000000000000515BI0100001166 | 5 | Nos. | Construction of chamber for 100mm sluice plates | item5 | 10 | Nos
54 | Providing and fixing water closet squatting pan (Indian type W.C. pan ) with 100 mm sand cast Iron P or S trap, 10 litre low level white P.V.C. flushing cistern, including flush pipe, with manually controlled device (handle lever) conforming to IS : 7231, with all fittings and fixtures complete, including cutting and making good the walls and floors wherever required: White Vitreous china Orissa pattern W.C. pan of size 580x440 mm with integral type foot rests (17.1.1) | BI01010001010000000000000515BI0100001167 | 6 | Nos. | 5421.5 |  |  | Excess(+) | 1 | Full Conversion | INR | [40 empty] | 32529 | 32529 | INR Thirty Two Thousand Five Hundred & Twenty Nine Only | 54 | Providing and fixing water closet squatting pan (Indian type W.C. pan ) with 100 mm sand cast Iron P or S trap, 10 litre low level white P.V.C. flushing cistern, including flush pipe, with manually controlled device (handle lever) conforming to IS : 7231, with all fittings and fixtures complete, including cutting and making good the walls and floors wherever required: White Vitreous china Orissa pattern W.C. pan of size 580x440 mm with integral type foot rests (17.1.1) | BI01010001010000000000000515BI0100001167 | 6 | Nos. | Construction of chamber for 100mm sluice plates | item5 | 10 | Nos
55 | Providing and fixing white vitreous china pedestal type water closet (European type W.C. pan) with seat and lid, 10 litre low level white P.V.C. flushing cistern, including flush pipe, with manually controlled device (handle lever), conforming to IS : 7231, with all fittings and fixtures complete, including cutting and making good the walls and floors wherever required : W.C. pan with ISI marked white solid plastic seat and lid (17.2.1) | BI01010001010000000000000515BI0100001168 | 4 | Nos | 5260.95 |  |  | Excess(+) | 1 | Full Conversion | INR | [40 empty] | 21043.8 | 21043.8 | INR Twenty One Thousand &Forty Three and Paise Eighty Only | 55 | Providing and fixing white vitreous china pedestal type water closet (European type W.C. pan) with seat and lid, 10 litre low level white P.V.C. flushing cistern, including flush pipe, with manually controlled device (handle lever), conforming to IS : 7231, with all fittings and fixtures complete, including cutting and making good the walls and floors wherever required : W.C. pan with ISI marked white solid plastic seat and lid (17.2.1) | BI01010001010000000000000515BI0100001168 | 4 | Nos | Construction of chamber for 100mm sluice plates | item5 | 10 | Nos
56 | Providing and fixing wash basin with C.I. brackets, 15 mm C.P. brass pillar taps, 32 mm C.P. brass waste of standard pattern, including painting of fittings and brackets, cutting and making good the walls wherever require: White Vitreous China Wash basin size 630x450 mm with a single 15 mm C.P. brass pillar tap (17.7.2) | BI01010001010000000000000515BI0100001169 | 6 | Nos | 2751.3 |  |  | Excess(+) | 1 | Full Conversion | INR | [40 empty] | 16507.8 | 16507.8 | INR Sixteen Thousand Five Hundred & Seven and Paise Eighty Only | 56 | Providing and fixing wash basin with C.I. brackets, 15 mm C.P. brass pillar taps, 32 mm C.P. brass waste of standard pattern, including painting of fittings and brackets, cutting and making good the walls wherever require: White Vitreous China Wash basin size 630x450 mm with a single 15 mm C.P. brass pillar tap (17.7.2) | BI01010001010000000000000515BI0100001169 | 6 | Nos | Construction of chamber for 100mm sluice plates | item5 | 10 | Nos
57 | Providing and fixing mirror of superior glass (of approved quality) and of required shape and size with plastic moulded frame of approved make and shade with 6 mm thick hard board backing : Rectangular shape 453x357 mm (17.32.2) | BI01010001010000000000000515BI0100001170 | 6 | Nos | 1120.25 |  |  | Excess(+) | 1 | Full Conversion | INR | [40 empty] | 6721.5 | 6721.5 | INR Six Thousand Seven Hundred & Twenty One and Paise Fifty Only | 57 | Providing and fixing mirror of superior glass (of approved quality) and of required shape and size with plastic moulded frame of approved make and shade with 6 mm thick hard board backing : Rectangular shape 453x357 mm (17.32.2) | BI01010001010000000000000515BI0100001170 | 6 | Nos | Construction of chamber for 100mm sluice plates | item5 | 10 | Nos
58 | Providing and fixing white vitreous china flat back half stall urinal of size 580x380x350 mm with white PVC automatic flushing cistern, with fittings, standard size C.P. brass flush pipe, spreaders with unions and clamps (all in C.P. brass) with waste fitting as per IS : 2556, C.I. trap with outlet grating and other couplings in C.P. brass, including painting of fittings and cutting and making good the walls and floors wherever required : Single half stall urinal with 5 litre P.V.C. automatic flushing cistern (17.5.1) | BI01010001010000000000000515BI0100001171 | 2 | Nos | 9360.6 |  |  | Excess(+) | 1 | Full Conversion | INR | [40 empty] | 18721.2 | 18721.2 | INR Eighteen Thousand Seven Hundred & Twenty One and Paise Twenty Only | 58 | Providing and fixing white vitreous china flat back half stall urinal of size 580x380x350 mm with white PVC automatic flushing cistern, with fittings, standard size C.P. brass flush pipe, spreaders with unions and clamps (all in C.P. brass) with waste fitting as per IS : 2556, C.I. trap with outlet grating and other couplings in C.P. brass, including painting of fittings and cutting and making good the walls and floors wherever required : Single half stall urinal with 5 litre P.V.C. automatic flushing cistern (17.5.1) | BI01010001010000000000000515BI0100001171 | 2 | Nos | Construction of chamber for 100mm sluice plates | item5 | 10 | Nos
59 | Providing and fixing white vitreous china flat back half stall urinal of size 580x380x350 mm with white PVC automatic flushing cistern, with fittings, standard size C.P. brass flush pipe, spreaders with unions and clamps (all in C.P. brass) with waste fitting as per IS : 2556, C.I. trap with outlet grating and other couplings in C.P. brass, including painting of fittings and cutting and making good the walls and floors wherever required : Range of two half stall urinals with 5 litre P.V.C. automatic flushing cistern (17.5.2) | BI01010001010000000000000515BI0100001172 | 2 | Nos | 14020.75 |  |  | Excess(+) | 1 | Full Conversion | INR | [40 empty] | 28041.5 | 28041.5 | INR Twenty Eight Thousand &Forty One and Paise Fifty Only | 59 | Providing and fixing white vitreous china flat back half stall urinal of size 580x380x350 mm with white PVC automatic flushing cistern, with fittings, standard size C.P. brass flush pipe, spreaders with unions and clamps (all in C.P. brass) with waste fitting as per IS : 2556, C.I. trap with outlet grating and other couplings in C.P. brass, including painting of fittings and cutting and making good the walls and floors wherever required : Range of two half stall urinals with 5 litre P.V.C. automatic flushing cistern (17.5.2) | BI01010001010000000000000515BI0100001172 | 2 | Nos | Construction of chamber for 100mm sluice plates | item5 | 10 | Nos
60 | Making connection of drain or sewer line with existing manhole including breaking into and making good the walls, floors with cement concrete 1:2:4 mix (1 cement : 2 coarse sand : 4 graded stone aggregate 20 mm nominal size) cement plastered on both sides with cement mortar 1:3 (1 cement : 3 coarse sand), finished with a floating coat of neat cement and making necessary channels for the drain etc. complete : For pipes 100 to 250 mm diameter (19.21.1) | BI01010001010000000000000515BI0100001173 | 3 | Nos | 623.5 |  |  | Excess(+) | 1 | Full Conversion | INR | [40 empty] | 1870.5 | 1870.5 | INR One Thousand Eight Hundred & Seventy and Paise Fifty Only | 60 | Making connection of drain or sewer line with existing manhole including breaking into and making good the walls, floors with cement concrete 1:2:4 mix (1 cement : 2 coarse sand : 4 graded stone aggregate 20 mm nominal size) cement plastered on both sides with cement mortar 1:3 (1 cement : 3 coarse sand), finished with a floating coat of neat cement and making necessary channels for the drain etc. complete : For pipes 100 to 250 mm diameter (19.21.1) | BI01010001010000000000000515BI0100001173 | 3 | Nos | Construction of chamber for 100mm sluice plates | item5 | 10 | Nos
61 | Half brick masonry with common burnt clay F.P.S. (non modular) bricks of class designation 7.5 in superstructure above plinth level up to floor V level. Cement mortar 1:4 (1 cement :4 coarse sand) (6.13.2) | BI01010001010000000000000515BI0100001174 | 6 | Sqm | 932.1 |  |  | Excess(+) | 1 | Full Conversion | INR | [40 empty] | 5592.6 | 5592.6 | INR Five Thousand Five Hundred & Ninety Two and Paise Sixty Only | 61 | Half brick masonry with common burnt clay F.P.S. (non modular) bricks of class designation 7.5 in superstructure above plinth level up to floor V level. Cement mortar 1:4 (1 cement :4 coarse sand) (6.13.2) | BI01010001010000000000000515BI0100001174 | 6 | Sqm | Construction of chamber for 100mm sluice plates | item5 | 10 | Nos
62 | Providing and fixing C.P. brass bib cock of approved quality conforming to IS:8931 : 15 mm nominal bore (18.49.1) | BI01010001010000000000000515BI0100001175 | 16 | Nos | 418.95 |  |  | Excess(+) | 1 | Full Conversion | INR | [40 empty] | 6703.2 | 6703.2 | INR Six Thousand Seven Hundred & Three and Paise Twenty Only | 62 | Providing and fixing C.P. brass bib cock of approved quality conforming to IS:8931 : 15 mm nominal bore (18.49.1) | BI01010001010000000000000515BI0100001175 | 16 | Nos | Construction of chamber for 100mm sluice plates | item5 | 10 | Nos
63 | Providing and fixing C.P. brass stop cock (concealed) of standard design and of approved make conforming to IS:8931. 15 mm nominal bore (18.52.1) | BI01010001010000000000000515BI0100001176 | 15 | Nos | 606.25 |  |  | Excess(+) | 1 | Full Conversion | INR | [40 empty] | 9093.75 | 9093.75 | INR Nine Thousand &Ninety Three and Paise Seventy Five Only | 63 | Providing and fixing C.P. brass stop cock (concealed) of standard design and of approved make conforming to IS:8931. 15 mm nominal bore (18.52.1) | BI01010001010000000000000515BI0100001176 | 15 | Nos | Construction of chamber for 100mm sluice plates | item5 | 10 | Nos
64 | Providing and fixing PTMT swivelling shower, 15 mm nominal bore, weighing not less than 40 gms (18.64) | BI01010001010000000000000515BI0100001177 | 6 | Nos | 111.75 |  |  | Excess(+) | 1 | Full Conversion | INR | [40 empty] | 670.5 | 670.5 | INR Six Hundred & Seventy and Paise Fifty Only | 64 | Providing and fixing PTMT swivelling shower, 15 mm nominal bore, weighing not less than 40 gms (18.64) | BI01010001010000000000000515BI0100001177 | 6 | Nos | Construction of chamber for 100mm sluice plates | item5 | 10 | Nos
65 | Making connection of G.I. distribution branch with G.I. main of following sizes by providing and fixing tee, including cutting and threading the pipe etc. complete : 25 to 40 mm nominal bore (18.13.1) | BI01010001010000000000000515BI0100001178 | 4 | Nos | 673.45 |  |  | Excess(+) | 1 | Full Conversion | INR | [40 empty] | 2693.8 | 2693.8 | INR Two Thousand Six Hundred & Ninety Three and Paise Eighty Only | 65 | Making connection of G.I. distribution branch with G.I. main of following sizes by providing and fixing tee, including cutting and threading the pipe etc. complete : 25 to 40 mm nominal bore (18.13.1) | BI01010001010000000000000515BI0100001178 | 4 | Nos | Construction of chamber for 100mm sluice plates | item5 | 10 | Nos
66 | Painting G.I. pipes and fittings with synthetic enamel white paint with two coats over a ready mixed priming coat, both of approved quality for new work : 25 mm diameter pipe (18.38.3) | BI01010001010000000000000515BI0100001179 | 22 | Mtrs | 23.7 |  |  | Excess(+) | 1 | Full Conversion | INR | [40 empty] | 521.4 | 521.4 | INR Five Hundred & Twenty One and Paise Forty Only | 66 | Painting G.I. pipes and fittings with synthetic enamel white paint with two coats over a ready mixed priming coat, both of approved quality for new work : 25 mm diameter pipe (18.38.3) | BI01010001010000000000000515BI0100001179 | 22 | Mtrs | Construction of chamber for 100mm sluice plates | item5 | 10 | Nos
67 | Providing and fixing stone slab with table rubbed, edges rounded and polished, of size 75x50 cm deep and 1.8 cm thick, fixed in urinal partitions by cutting a chase of appropriate width with chase cutter and embedding the stone in the chase with epoxy grout or with cement concrete 1:2:4 (1 cement : 2 coarse sand : 4 graded stone aggregate 6 mm nominal size) as per direction of Engineer-in-charge and finished smooth. Granite Stone of approved shade (8.10.2) | BI01010001010000000000000515BI0100001180 | 4 | Sqm | 3216.9 |  |  | Excess(+) | 1 | Full Conversion | INR | [40 empty] | 12867.6 | 12867.6 | INR Twelve Thousand Eight Hundred & Sixty Seven and Paise Sixty Only | 67 | Providing and fixing stone slab with table rubbed, edges rounded and polished, of size 75x50 cm deep and 1.8 cm thick, fixed in urinal partitions by cutting a chase of appropriate width with chase cutter and embedding the stone in the chase with epoxy grout or with cement concrete 1:2:4 (1 cement : 2 coarse sand : 4 graded stone aggregate 6 mm nominal size) as per direction of Engineer-in-charge and finished smooth. Granite Stone of approved shade (8.10.2) | BI01010001010000000000000515BI0100001180 | 4 | Sqm | Construction of chamber for 100mm sluice plates | item5 | 10 | Nos
68 | Providing and laying Ceramic glazed floor tiles of size 300x300 mm (thickness to be specified by the manufacturer) of 1st quality conforming to IS : 15622 of approved make in colours such as White, Ivory, Grey, Fume Red Brown, laid on 20 mm thick cement mortar 1:4 (1 Cement : 4 Coarse sand), jointing with grey cement slurry @ 3.3kg/sqm including pointing the joints with white cement and matching pigment etc., complete. (11.37) | BI01010001010000000000000515BI0100001181 | 80 | Sqm | 926.9 |  |  | Excess(+) | 1 | Full Conversion | INR | [40 empty] | 74152 | 74152 | INR Seventy Four Thousand One Hundred & Fifty Two Only | 68 | Providing and laying Ceramic glazed floor tiles of size 300x300 mm (thickness to be specified by the manufacturer) of 1st quality conforming to IS : 15622 of approved make in colours such as White, Ivory, Grey, Fume Red Brown, laid on 20 mm thick cement mortar 1:4 (1 Cement : 4 Coarse sand), jointing with grey cement slurry @ 3.3kg/sqm including pointing the joints with white cement and matching pigment etc., complete. (11.37) | BI01010001010000000000000515BI0100001181 | 80 | Sqm | Construction of chamber for 100mm sluice plates | item5 | 10 | Nos
69 | Steel work welded in built up sections/ framed work, including cutting, hoisting, fixing in position and applying a priming coat of approved steel primer using structural steel etc. as required. In gratings, frames, guard bar, ladder, railings, brackets, gates and similar works (10.25.2) | BI01010001010000000000000515BI0100001182 | 156 | Kg | 131 |  |  | Excess(+) | 1 | Full Conversion | INR | [40 empty] | 20436 | 20436 | INR Twenty Thousand Four Hundred & Thirty Six Only | 69 | Steel work welded in built up sections/ framed work, including cutting, hoisting, fixing in position and applying a priming coat of approved steel primer using structural steel etc. as required. In gratings, frames, guard bar, ladder, railings, brackets, gates and similar works (10.25.2) | BI01010001010000000000000515BI0100001182 | 156 | Kg | Construction of chamber for 100mm sluice plates | item5 | 10 | Nos
70 | Painting with synthetic enamel paint of approved brand and manufacture of required colour to give an even shade : Two or more coats on new work over an under coat of suitable shade with ordinary paint of approved brand and manufacture (13.62.1) | BI01010001010000000000000515BI0100001183 | 30 | Sqm | 177.15 |  |  | Excess(+) | 1 | Full Conversion | INR | [40 empty] | 5314.5 | 5314.5 | INR Five Thousand Three Hundred & Fourteen and Paise Fifty Only | 70 | Painting with synthetic enamel paint of approved brand and manufacture of required colour to give an even shade : Two or more coats on new work over an under coat of suitable shade with ordinary paint of approved brand and manufacture (13.62.1) | BI01010001010000000000000515BI0100001183 | 30 | Sqm | Construction of chamber for 100mm sluice plates | item5 | 10 | Nos
71 | Providing and fixing aluminium work for doors, windows, ventilators and partitions with extruded built up standard tubular sections/ appropriate Z sections and other sections of approved make conforming to IS: 733 and IS: 1285, fixing with dash fasteners of required dia and size, including necessary filling up the gaps at junctions, i.e. at top, bottom and sides with required EPDM rubber/ neoprene gasket etc. Aluminium sections shall be smooth, rust free, straight, mitred and jointed mechanically wherever required including cleat angle, Aluminium snap beading for glazing / paneling, C.P. brass / stainless steel screws, all complete as per architectural drawings and the directions of Engineer-in-charge. (Glazing, paneling and dash fasteners to be paid for separately) : For fixed portion Anodised aluminium (anodised transparent or dyed to required shade according to IS: 1868, Minimum anodic coating of grade AC 15) (21.1.1.1) | BI01010001010000000000000515BI0100001184 | 39 | Kg | 423.95 |  |  | Excess(+) | 1 | Full Conversion | INR | [40 empty] | 16534.05 | 16534.05 | INR Sixteen Thousand Five Hundred & Thirty Four and Paise Five Only | 71 | Providing and fixing aluminium work for doors, windows, ventilators and partitions with extruded built up standard tubular sections/ appropriate Z sections and other sections of approved make conforming to IS: 733 and IS: 1285, fixing with dash fasteners of required dia and size, including necessary filling up the gaps at junctions, i.e. at top, bottom and sides with required EPDM rubber/ neoprene gasket etc. Aluminium sections shall be smooth, rust free, straight, mitred and jointed mechanically wherever required including cleat angle, Aluminium snap beading for glazing / paneling, C.P. brass / stainless steel screws, all complete as per architectural drawings and the directions of Engineer-in-charge. (Glazing, paneling and dash fasteners to be paid for separately) : For fixed portion Anodised aluminium (anodised transparent or dyed to required shade according to IS: 1868, Minimum anodic coating of grade AC 15) (21.1.1.1) | BI01010001010000000000000515BI0100001184 | 39 | Kg | Construction of chamber for 100mm sluice plates | item5 | 10 | Nos
72 | Providing and fixing aluminium handles, ISI marked, anodised (anodic coating not less than grade AC 10 as per IS : 1868) transparent or dyed to required colour or shade, with necessary screws etc. complete : 125 mm (9.100.1) | BI01010001010000000000000515BI0100001185 | 12 | Nos | 59.65 |  |  | Excess(+) | 1 | Full Conversion | INR | [40 empty] | 715.8 | 715.8 | INR Seven Hundred & Fifteen and Paise Eighty Only | 72 | Providing and fixing aluminium handles, ISI marked, anodised (anodic coating not less than grade AC 10 as per IS : 1868) transparent or dyed to required colour or shade, with necessary screws etc. complete : 125 mm (9.100.1) | BI01010001010000000000000515BI0100001185 | 12 | Nos | Construction of chamber for 100mm sluice plates | item5 | 10 | Nos
73 | Providing and fixing aluminium tower bolts, ISI marked, anodised (anodic coating not less than grade AC 10 as per IS : 1868 ) transparent or dyed to required colour or shade, with necessary screws etc. complete : 250x10 mm (9.97.2) | BI01010001010000000000000515BI0100001186 | 8 | Nos | 103.55 |  |  | Excess(+) | 1 | Full Conversion | INR | [40 empty] | 828.4 | 828.4 | INR Eight Hundred & Twenty Eight and Paise Forty Only | 73 | Providing and fixing aluminium tower bolts, ISI marked, anodised (anodic coating not less than grade AC 10 as per IS : 1868 ) transparent or dyed to required colour or shade, with necessary screws etc. complete : 250x10 mm (9.97.2) | BI01010001010000000000000515BI0100001186 | 8 | Nos | Construction of chamber for 100mm sluice plates | item5 | 10 | Nos
74 | Providing and fixing aluminium sliding door bolts, ISI marked anodised (anodic coating not less than grade AC 10 as per IS : 1868), transparent or dyed to required colour or shade, with nuts and screws etc. complete : 250x16 mm (9.96.2) | BI01010001010000000000000515BI0100001187 | 8 | Nos | 231.7 |  |  | Excess(+) | 1 | Full Conversion | INR | [40 empty] | 1853.6 | 1853.6 | INR One Thousand Eight Hundred & Fifty Three and Paise Sixty Only | 74 | Providing and fixing aluminium sliding door bolts, ISI marked anodised (anodic coating not less than grade AC 10 as per IS : 1868), transparent or dyed to required colour or shade, with nuts and screws etc. complete : 250x16 mm (9.96.2) | BI01010001010000000000000515BI0100001187 | 8 | Nos | Construction of chamber for 100mm sluice plates | item5 | 10 | Nos
75 | Structural steel work riveted, bolted or welded in built up sections, trusses and framed work, including cutting, hoisting, fixing in position and applying a priming coat of approved steel primer all complete. (10.2) | BI01010001010000000000000515BI0100001188 | 208 | Kg | 101.75 |  |  | Excess(+) | 1 | Full Conversion | INR | [40 empty] | 21164 | 21164 | INR Twenty One Thousand One Hundred & Sixty Four Only | 75 | Structural steel work riveted, bolted or welded in built up sections, trusses and framed work, including cutting, hoisting, fixing in position and applying a priming coat of approved steel primer all complete. (10.2) | BI01010001010000000000000515BI0100001188 | 208 | Kg | Construction of chamber for 100mm sluice plates | item5 | 10 | Nos
76 | Providing and fixing aluminium tower bolts, ISI marked, anodised (anodic coating not less than grade AC 10 as per IS : 1868 ) transparent or dyed to required colour or shade, with necessary screws etc. complete : 300x10 mm (9.97.1) | BI01010001010000000000000515BI0100001189 | 4 | Nos | 116.8 |  |  | Excess(+) | 1 | Full Conversion | INR | [40 empty] | 467.2 | 467.2 | INR Four Hundred & Sixty Seven and Paise Twenty Only | 76 | Providing and fixing aluminium tower bolts, ISI marked, anodised (anodic coating not less than grade AC 10 as per IS : 1868 ) transparent or dyed to required colour or shade, with necessary screws etc. complete : 300x10 mm (9.97.1) | BI01010001010000000000000515BI0100001189 | 4 | Nos | Construction of chamber for 100mm sluice plates | item5 | 10 | Nos
77 | Providing and fixing aluminium sliding door bolts, ISI marked anodised (anodic coating not less than grade AC 10 as per IS : 1868), transparent or dyed to required colour or shade, with nuts and screws etc. complete : 300x16 mm (9.96.1) | BI01010001010000000000000515BI0100001190 | 3 | Nos | 257.15 |  |  | Excess(+) | 1 | Full Conversion | INR | [40 empty] | 771.45 | 771.45 | INR Seven Hundred & Seventy One and Paise Forty Five Only | 77 | Providing and fixing aluminium sliding door bolts, ISI marked anodised (anodic coating not less than grade AC 10 as per IS : 1868), transparent or dyed to required colour or shade, with nuts and screws etc. complete : 300x16 mm (9.96.1) | BI01010001010000000000000515BI0100001190 | 3 | Nos | Construction of chamber for 100mm sluice plates | item5 | 10 | Nos
78 | Providing and laying 75 mm thick compacted bed of dry brick aggregate of 40 mm thick nominal size including spreading, well ramming, consolidating and grouting with jamuna sand, including finishing smooth etc. complete as per direction of Engineer-in-charge. (16.64) | BI01010001010000000000000515BI0100001191 | 300 | Sqm | 176.7 |  |  | Excess(+) | 1 | Full Conversion | INR | [40 empty] | 53010 | 53010 | INR Fifty Three Thousand &Ten Only | 78 | Providing and laying 75 mm thick compacted bed of dry brick aggregate of 40 mm thick nominal size including spreading, well ramming, consolidating and grouting with jamuna sand, including finishing smooth etc. complete as per direction of Engineer-in-charge. (16.64) | BI01010001010000000000000515BI0100001191 | 300 | Sqm | Construction of chamber for 100mm sluice plates | item5 | 10 | Nos
79 | Providing and laying factory made coloured chamfered edge Cement Concrete paver blocks of required strength, thickness & size/shape, made by table vibratory method using PU mould, laid in required colour & pattern over 50mm thick compacted bed of fine sand, compacting and proper embedding/laying of inter locking paver blocks into the sand bedding layer through vibratory compaction by using plate vibrator, filling the joints with jamuna sand and cutting of paver blocks as per required size and pattern, finishing and sweeping extra sand in footpath, parks, lawns, drive ways or light traffic parking etc. complete as per manufacturer’s specifications & direction of Engineerin-Charge. 60mm thick C.C. paver block of M-35 grade with approved colour, design & pattern.(16.91.1) | BI01010001010000000000000515BI0100001192 | 300 | Sqm | 884.75 |  |  | Excess(+) | 1 | Full Conversion | INR | [40 empty] | 265425 | 265425 | INR Two Lakh Sixty Five Thousand Four Hundred & Twenty Five Only | 79 | Providing and laying factory made coloured chamfered edge Cement Concrete paver blocks of required strength, thickness & size/shape, made by table vibratory method using PU mould, laid in required colour & pattern over 50mm thick compacted bed of fine sand, compacting and proper embedding/laying of inter locking paver blocks into the sand bedding layer through vibratory compaction by using plate vibrator, filling the joints with jamuna sand and cutting of paver blocks as per required size and pattern, finishing and sweeping extra sand in footpath, parks, lawns, drive ways or light traffic parking etc. complete as per manufacturer’s specifications & direction of Engineerin-Charge. 60mm thick C.C. paver block of M-35 grade with approved colour, design & pattern.(16.91.1) | BI01010001010000000000000515BI0100001192 | 300 | Sqm | Construction of chamber for 100mm sluice plates | item5 | 10 | Nos
80 | Excavating trenches of required width for pipes, cables, etc including excavation for sockets, and dressing of sides, ramming of bottoms, depth upto 1.5 m, including getting out the excavated soil, and then returning the soil as required, in layers not exceeding 20 cm in depth, including consolidating each deposited layer by ramming, watering, etc. and disposing of surplus excavated soil as directed, within a lead of 50 m : All kinds of soil Pipes, cables etc. exceeding 80 mm dia. but not exceeding 300 mm dia (2.10.1.2) | BI01010001010000000000000515BI0100001193 | 341 | Mtr | 364.2 |  |  | Excess(+) | 1 | Full Conversion | INR | [40 empty] | 124192.2 | 124192.2 | INR One Lakh Twenty Four Thousand One Hundred & Ninety Two and Paise Twenty Only | 80 | Excavating trenches of required width for pipes, cables, etc including excavation for sockets, and dressing of sides, ramming of bottoms, depth upto 1.5 m, including getting out the excavated soil, and then returning the soil as required, in layers not exceeding 20 cm in depth, including consolidating each deposited layer by ramming, watering, etc. and disposing of surplus excavated soil as directed, within a lead of 50 m : All kinds of soil Pipes, cables etc. exceeding 80 mm dia. but not exceeding 300 mm dia (2.10.1.2) | BI01010001010000000000000515BI0100001193 | 341 | Mtr | Construction of chamber for 100mm sluice plates | item5 | 10 | Nos
81 | Providing and laying cement concrete 1:5:10 (1 cement : 5 coarse sand : 10 graded stone aggregate 40 mm nominal size) all-round S.W. pipes including bed concrete as per standard design : 150 mm diameter S.W. pipe (19.2.2) | BI01010001010000000000000515BI0100001194 | 346 | Mtr | 999.15 |  |  | Excess(+) | 1 | Full Conversion | INR | [40 empty] | 345705.9 | 345705.9 | INR Three Lakh Forty Five Thousand Seven Hundred & Five and Paise Ninety Only | 81 | Providing and laying cement concrete 1:5:10 (1 cement : 5 coarse sand : 10 graded stone aggregate 40 mm nominal size) all-round S.W. pipes including bed concrete as per standard design : 150 mm diameter S.W. pipe (19.2.2) | BI01010001010000000000000515BI0100001194 | 346 | Mtr | Construction of chamber for 100mm sluice plates | item5 | 10 | Nos
82 | Providing and laying cement concrete 1:5:10 (1 cement : 5 coarse sand : 10 graded stone aggregate 40 mm nominal size) up to haunches of S.W. pipes including bed concrete as per standard design : 150 mm diameter S.W. pipe (19.3.2) | BI01010001010000000000000515BI0100001195 | 25 | Mtr | 629.3 |  |  | Excess(+) | 1 | Full Conversion | INR | [40 empty] | 15732.5 | 15732.5 | INR Fifteen Thousand Seven Hundred & Thirty Two and Paise Fifty Only | 82 | Providing and laying cement concrete 1:5:10 (1 cement : 5 coarse sand : 10 graded stone aggregate 40 mm nominal size) up to haunches of S.W. pipes including bed concrete as per standard design : 150 mm diameter S.W. pipe (19.3.2) | BI01010001010000000000000515BI0100001195 | 25 | Mtr | Construction of chamber for 100mm sluice plates | item5 | 10 | Nos
83 | Providing, laying and jointing glazed stoneware pipes class SP-1 with stiff mixture of cement mortar in the proportion of 1:1 (1 cement : 1 fine sand) including testing of joints etc. complete : 150 mm diameter (19.1.2) | BI01010001010000000000000515BI0100001196 | 351 | Mtr | 500.2 |  |  | Excess(+) | 1 | Full Conversion | INR | [40 empty] | 175570.2 | 175570.2 | INR One Lakh Seventy Five Thousand Five Hundred & Seventy and Paise Twenty Only | 83 | Providing, laying and jointing glazed stoneware pipes class SP-1 with stiff mixture of cement mortar in the proportion of 1:1 (1 cement : 1 fine sand) including testing of joints etc. complete : 150 mm diameter (19.1.2) | BI01010001010000000000000515BI0100001196 | 351 | Mtr | Construction of chamber for 100mm sluice plates | item5 | 10 | Nos
84 | Constructing brick masonry manhole in cement mortar 1:4 ( 1 cement : 4 coarse sand ) with R.C.C. top slab with 1:2:4 mix (1 cement : 2 coarse sand : 4 graded stone aggregate 20 mm nominal size), foundation concrete 1:4:8 mix (1 cement : 4 coarse sand : 8 graded stone aggregate 40 mm nominal size), inside plastering 12 mm thick with cement mortar 1:3 (1 cement : 3 coarse sand) finished with floating coat of neat cement and making channels in cement concrete 1:2:4 (1 cement : 2 coarse sand : 4graded stone aggregate 20 mm nominal size) finished with a floating coat of neat cement complete as per standard design : With common burnt clay F.P.S. (non modular) bricks of class designation 7.5 (19.7.3.1) | BI01010001010000000000000515BI0100001197 | 4 | Nos | 28632.25 |  |  | Excess(+) | 1 | Full Conversion | INR | [40 empty] | 114529 | 114529 | INR One Lakh Fourteen Thousand Five Hundred & Twenty Nine Only | 84 | Constructing brick masonry manhole in cement mortar 1:4 ( 1 cement : 4 coarse sand ) with R.C.C. top slab with 1:2:4 mix (1 cement : 2 coarse sand : 4 graded stone aggregate 20 mm nominal size), foundation concrete 1:4:8 mix (1 cement : 4 coarse sand : 8 graded stone aggregate 40 mm nominal size), inside plastering 12 mm thick with cement mortar 1:3 (1 cement : 3 coarse sand) finished with floating coat of neat cement and making channels in cement concrete 1:2:4 (1 cement : 2 coarse sand : 4graded stone aggregate 20 mm nominal size) finished with a floating coat of neat cement complete as per standard design : With common burnt clay F.P.S. (non modular) bricks of class designation 7.5 (19.7.3.1) | BI01010001010000000000000515BI0100001197 | 4 | Nos | Construction of chamber for 100mm sluice plates | item5 | 10 | Nos
85 | Constructing masonry Chamber 60x60x75 cm inside, in brick work in cement mortar 1:4 (1 cement : 4 coarse sand) for sluice valve, with C.I. surface box 100mm top diameter, 160 mm bottom diameter and 180 mm deep ( inside) with chained lid and RCC top slab 1:2:4 mix (1 cement : 2 coarse sand : 4 graded stone aggregate 20mm nominal size ) , i/c necessary excavation, foundation concrete 1:5:10 (1 cement : 5 fine sand : 10 graded stone aggregate 40 mm nominal size) and inside plastering with cement mortar 1:3 (1 cement : 3 coarse sand) 12 mm thick, finished with a floating coat of neat cement complete as per standard design : With common burnt clay F.P.S.(non modular) bricks of class designation 7.5 (18.33.1) | BI01010001010000000000000515BI0100001198 | 8 | Nos | 9288.4 |  |  | Excess(+) | 1 | Full Conversion | INR | [40 empty] | 74307.2 | 74307.2 | INR Seventy Four Thousand Three Hundred & Seven and Paise Twenty Only | 85 | Constructing masonry Chamber 60x60x75 cm inside, in brick work in cement mortar 1:4 (1 cement : 4 coarse sand) for sluice valve, with C.I. surface box 100mm top diameter, 160 mm bottom diameter and 180 mm deep ( inside) with chained lid and RCC top slab 1:2:4 mix (1 cement : 2 coarse sand : 4 graded stone aggregate 20mm nominal size ) , i/c necessary excavation, foundation concrete 1:5:10 (1 cement : 5 fine sand : 10 graded stone aggregate 40 mm nominal size) and inside plastering with cement mortar 1:3 (1 cement : 3 coarse sand) 12 mm thick, finished with a floating coat of neat cement complete as per standard design : With common burnt clay F.P.S.(non modular) bricks of class designation 7.5 (18.33.1) | BI01010001010000000000000515BI0100001198 | 8 | Nos | Construction of chamber for 100mm sluice plates | item5 | 10 | Nos
86 | Constructing masonry Chamber 60x45x50 cm inside, in brick work in cement mortar 1:4 (1 cement : 4 coarse sand) for water meter complete with C.I. double flap surface box 400x200x200 mm (inside) with locking arrangement and RCC top slab 1:2:4 mix (1 cement : 2 coarse sand : 4 graded stone aggregate 20 mm nominal size) , i/c necessary excavation, foundation concrete 1:5:10 ( 1 cement : 5 fine sand:10 graded stone aggregate 40 mm nominal size) and inside plastering with cement mortar 1:3 (1 cement : 3 coarse sand) 12 mm thick, finished with a floating coat of neat cement complete as per standard design : With common burnt clay F.P.S.(non modular) bricks of class designation 7.5 (18.37.1) | BI01010001010000000000000515BI0100001199 | 3 | Nos | 8300.25 |  |  | Excess(+) | 1 | Full Conversion | INR | [40 empty] | 24900.75 | 24900.75 | INR Twenty Four Thousand Nine Hundred and Paise Seventy Five Only | 86 | Constructing masonry Chamber 60x45x50 cm inside, in brick work in cement mortar 1:4 (1 cement : 4 coarse sand) for water meter complete with C.I. double flap surface box 400x200x200 mm (inside) with locking arrangement and RCC top slab 1:2:4 mix (1 cement : 2 coarse sand : 4 graded stone aggregate 20 mm nominal size) , i/c necessary excavation, foundation concrete 1:5:10 ( 1 cement : 5 fine sand:10 graded stone aggregate 40 mm nominal size) and inside plastering with cement mortar 1:3 (1 cement : 3 coarse sand) 12 mm thick, finished with a floating coat of neat cement complete as per standard design : With common burnt clay F.P.S.(non modular) bricks of class designation 7.5 (18.37.1) | BI01010001010000000000000515BI0100001199 | 3 | Nos | Construction of chamber for 100mm sluice plates | item5 | 10 | Nos
87 | Extra for depth beyond 45 cm of brick masonry chamber : For 600x850 mm size With common burnt clay F.P.S. (non modular) bricks of class designation 7.5 (19.31.3.1) | BI01010001010000000000000515BI0100001200 | 5 | Mtr | 6626.55 |  |  | Excess(+) | 1 | Full Conversion | INR | [40 empty] | 33132.75 | 33132.75 | INR Thirty Three Thousand One Hundred & Thirty Two and Paise Seventy Five Only | 87 | Extra for depth beyond 45 cm of brick masonry chamber : For 600x850 mm size With common burnt clay F.P.S. (non modular) bricks of class designation 7.5 (19.31.3.1) | BI01010001010000000000000515BI0100001200 | 5 | Mtr | Construction of chamber for 100mm sluice plates | item5 | 10 | Nos
88 | Providing and placing in position 100 mm thick factory made machine batched & machine mixed Precast RCC Rectangular Covers on drains of footpath of various sizes, of M-25 grade cement concrete for RCC work, including cost of centering, shuttering, reinforcement of 8 mm dia TMT bars of Fe 500 grade @ maximum 100mm c/c on both ways , neat cement punning on finished surface, properly encased on all edges with 1.6 mm thick , 100 mm wide MS sheet duly painted over priming coat , reinforcement to be welded at edges with MS sheet and providing 2 Nos. 12 mm dia bar for hooks etc i/c cost of cartage, all leads & lift, handling at site etc. all complete as per direction of Engineer-in-Charge. (16.93) | BI01010001010000000000000515BI0100001201 | 16 | Sqm | 2525.35 |  |  | Excess(+) | 1 | Full Conversion | INR | [40 empty] | 40405.6 | 40405.6 | INR Forty Thousand Four Hundred & Five and Paise Sixty Only | 88 | Providing and placing in position 100 mm thick factory made machine batched & machine mixed Precast RCC Rectangular Covers on drains of footpath of various sizes, of M-25 grade cement concrete for RCC work, including cost of centering, shuttering, reinforcement of 8 mm dia TMT bars of Fe 500 grade @ maximum 100mm c/c on both ways , neat cement punning on finished surface, properly encased on all edges with 1.6 mm thick , 100 mm wide MS sheet duly painted over priming coat , reinforcement to be welded at edges with MS sheet and providing 2 Nos. 12 mm dia bar for hooks etc i/c cost of cartage, all leads & lift, handling at site etc. all complete as per direction of Engineer-in-Charge. (16.93) | BI01010001010000000000000515BI0100001201 | 16 | Sqm | Construction of chamber for 100mm sluice plates | item5 | 10 | Nos
89 | Disposal of building rubbish / malba / similar unserviceable, dismantled or waste materials by mechanical means, including loading, transporting, unloading to approved municipal dumping ground or as approved by Engineer-in-charge, beyond 50 m initial lead, for all leads including all lifts involved. (15.60) | BI01010001010000000000000515BI0100001202 | 30 | Cum | 138.85 |  |  | Excess(+) | 1 | Full Conversion | INR | [40 empty] | 4165.5 | 4165.5 | INR Four Thousand One Hundred & Sixty Five and Paise Fifty Only | 89 | Disposal of building rubbish / malba / similar unserviceable, dismantled or waste materials by mechanical means, including loading, transporting, unloading to approved municipal dumping ground or as approved by Engineer-in-charge, beyond 50 m initial lead, for all leads including all lifts involved. (15.60) | BI01010001010000000000000515BI0100001202 | 30 | Cum | Construction of chamber for 100mm sluice plates | item5 | 10 | Nos
90 | Add GST difference @6.33% on DSR 2018 | BI01010001010000000000000515BI0100001203 | 1 | unit | 6.33 |  |  | Excess(+) | 1 | Full Conversion | INR | [40 empty] | 152186.79 | 152186.79 | INR One Lakh Fifty Two Thousand One Hundred & Eighty Six and Paise Seventy Nine Only | 90 | Add GST difference @6.33% on DSR 2018 | BI01010001010000000000000515BI0100001203 | 1 | unit | Construction of chamber for 100mm sluice plates | item5 | 10 | Nos
Total in Figures | [51 empty] | 2556401.54 | 2556401.54 | INR Twenty Five Lakh Fifty Six Thousand Four Hundred & One and Paise Fifty Four Only |  |  |  |  | 4 | Construction of chamber for 100mm sluice plates | item5 | 10 | Nos
Quoted Rate in Figures |  |  |  | Select | [47 empty] | 0 | 0 | INR Zero Only
Quoted Rate in Words |  | INR Zero Only
Note on K13: gepadmin: 1. If you choose "Full Conversion" then Column BA (AMOUNT) and Column BB (TAXES) BOTH values will be convert based on selected Currency in (Column L). 2. If you choose "Partial Conversion" then Column BA (AMOUNT) only will be converted based on selected currency (Column L) and Column BB (TAXES) value (INR) will be added to the converted values.
Note on K14: gepadmin: 1. If you choose "Full Conversion" then Column BA (AMOUNT) and Column BB (TAXES) BOTH values will be convert based on selected Currency in (Column L). 2. If you choose "Partial Conversion" then Column BA (AMOUNT) only will be converted based on selected currency (Column L) and Column BB (TAXES) value (INR) will be added to the converted values.
Note on K15: gepadmin: 1. If you choose "Full Conversion" then Column BA (AMOUNT) and Column BB (TAXES) BOTH values will be convert based on selected Currency in (Column L). 2. If you choose "Partial Conversion" then Column BA (AMOUNT) only will be converted based on selected currency (Column L) and Column BB (TAXES) value (INR) will be added to the converted values.
Note on K16: gepadmin: 1. If you choose "Full Conversion" then Column BA (AMOUNT) and Column BB (TAXES) BOTH values will be convert based on selected Currency in (Column L). 2. If you choose "Partial Conversion" then Column BA (AMOUNT) only will be converted based on selected currency (Column L) and Column BB (TAXES) value (INR) will be added to the converted values.
Note on K17: gepadmin: 1. If you choose "Full Conversion" then Column BA (AMOUNT) and Column BB (TAXES) BOTH values will be convert based on selected Currency in (Column L). 2. If you choose "Partial Conversion" then Column BA (AMOUNT) only will be converted based on selected currency (Column L) and Column BB (TAXES) value (INR) will be added to the converted values.
Note on K18: gepadmin: 1. If you choose "Full Conversion" then Column BA (AMOUNT) and Column BB (TAXES) BOTH values will be convert based on selected Currency in (Column L). 2. If you choose "Partial Conversion" then Column BA (AMOUNT) only will be converted based on selected currency (Column L) and Column BB (TAXES) value (INR) will be added to the converted values.
Note on K19: gepadmin: 1. If you choose "Full Conversion" then Column BA (AMOUNT) and Column BB (TAXES) BOTH values will be convert based on selected Currency in (Column L). 2. If you choose "Partial Conversion" then Column BA (AMOUNT) only will be converted based on selected currency (Column L) and Column BB (TAXES) value (INR) will be added to the converted values.
Note on K20: gepadmin: 1. If you choose "Full Conversion" then Column BA (AMOUNT) and Column BB (TAXES) BOTH values will be convert based on selected Currency in (Column L). 2. If you choose "Partial Conversion" then Column BA (AMOUNT) only will be converted based on selected currency (Column L) and Column BB (TAXES) value (INR) will be added to the converted values.
Note on K21: gepadmin: 1. If you choose "Full Conversion" then Column BA (AMOUNT) and Column BB (TAXES) BOTH values will be convert based on selected Currency in (Column L). 2. If you choose "Partial Conversion" then Column BA (AMOUNT) only will be converted based on selected currency (Column L) and Column BB (TAXES) value (INR) will be added to the converted values.
Note on K22: gepadmin: 1. If you choose "Full Conversion" then Column BA (AMOUNT) and Column BB (TAXES) BOTH values will be convert based on selected Currency in (Column L). 2. If you choose "Partial Conversion" then Column BA (AMOUNT) only will be converted based on selected currency (Column L) and Column BB (TAXES) value (INR) will be added to the converted values.
Note on K23: gepadmin: 1. If you choose "Full Conversion" then Column BA (AMOUNT) and Column BB (TAXES) BOTH values will be convert based on selected Currency in (Column L). 2. If you choose "Partial Conversion" then Column BA (AMOUNT) only will be converted based on selected currency (Column L) and Column BB (TAXES) value (INR) will be added to the converted values.
Note on K24: gepadmin: 1. If you choose "Full Conversion" then Column BA (AMOUNT) and Column BB (TAXES) BOTH values will be convert based on selected Currency in (Column L). 2. If you choose "Partial Conversion" then Column BA (AMOUNT) only will be converted based on selected currency (Column L) and Column BB (TAXES) value (INR) will be added to the converted values.
Note on K25: gepadmin: 1. If you choose "Full Conversion" then Column BA (AMOUNT) and Column BB (TAXES) BOTH values will be convert based on selected Currency in (Column L). 2. If you choose "Partial Conversion" then Column BA (AMOUNT) only will be converted based on selected currency (Column L) and Column BB (TAXES) value (INR) will be added to the converted values.
Note on K26: gepadmin: 1. If you choose "Full Conversion" then Column BA (AMOUNT) and Column BB (TAXES) BOTH values will be convert based on selected Currency in (Column L). 2. If you choose "Partial Conversion" then Column BA (AMOUNT) only will be converted based on selected currency (Column L) and Column BB (TAXES) value (INR) will be added to the converted values.
Note on K27: gepadmin: 1. If you choose "Full Conversion" then Column BA (AMOUNT) and Column BB (TAXES) BOTH values will be convert based on selected Currency in (Column L). 2. If you choose "Partial Conversion" then Column BA (AMOUNT) only will be converted based on selected currency (Column L) and Column BB (TAXES) value (INR) will be added to the converted values.
Note on K28: gepadmin: 1. If you choose "Full Conversion" then Column BA (AMOUNT) and Column BB (TAXES) BOTH values will be convert based on selected Currency in (Column L). 2. If you choose "Partial Conversion" then Column BA (AMOUNT) only will be converted based on selected currency (Column L) and Column BB (TAXES) value (INR) will be added to the converted values.
Note on K29: gepadmin: 1. If you choose "Full Conversion" then Column BA (AMOUNT) and Column BB (TAXES) BOTH values will be convert based on selected Currency in (Column L). 2. If you choose "Partial Conversion" then Column BA (AMOUNT) only will be converted based on selected currency (Column L) and Column BB (TAXES) value (INR) will be added to the converted values.
Note on K30: gepadmin: 1. If you choose "Full Conversion" then Column BA (AMOUNT) and Column BB (TAXES) BOTH values will be convert based on selected Currency in (Column L). 2. If you choose "Partial Conversion" then Column BA (AMOUNT) only will be converted based on selected currency (Column L) and Column BB (TAXES) value (INR) will be added to the converted values.
Note on K31: gepadmin: 1. If you choose "Full Conversion" then Column BA (AMOUNT) and Column BB (TAXES) BOTH values will be convert based on selected Currency in (Column L). 2. If you choose "Partial Conversion" then Column BA (AMOUNT) only will be converted based on selected currency (Column L) and Column BB (TAXES) value (INR) will be added to the converted values.
Note on K33: gepadmin: 1. If you choose "Full Conversion" then Column BA (AMOUNT) and Column BB (TAXES) BOTH values will be convert based on selected Currency in (Column L). 2. If you choose "Partial Conversion" then Column BA (AMOUNT) only will be converted based on selected currency (Column L) and Column BB (TAXES) value (INR) will be added to the converted values.
Note on K34: gepadmin: 1. If you choose "Full Conversion" then Column BA (AMOUNT) and Column BB (TAXES) BOTH values will be convert based on selected Currency in (Column L). 2. If you choose "Partial Conversion" then Column BA (AMOUNT) only will be converted based on selected currency (Column L) and Column BB (TAXES) value (INR) will be added to the converted values.
Note on K35: gepadmin: 1. If you choose "Full Conversion" then Column BA (AMOUNT) and Column BB (TAXES) BOTH values will be convert based on selected Currency in (Column L). 2. If you choose "Partial Conversion" then Column BA (AMOUNT) only will be converted based on selected currency (Column L) and Column BB (TAXES) value (INR) will be added to the converted values.
Note on K36: gepadmin: 1. If you choose "Full Conversion" then Column BA (AMOUNT) and Column BB (TAXES) BOTH values will be convert based on selected Currency in (Column L). 2. If you choose "Partial Conversion" then Column BA (AMOUNT) only will be converted based on selected currency (Column L) and Column BB (TAXES) value (INR) will be added to the converted values.
Note on K37: gepadmin: 1. If you choose "Full Conversion" then Column BA (AMOUNT) and Column BB (TAXES) BOTH values will be convert based on selected Currency in (Column L). 2. If you choose "Partial Conversion" then Column BA (AMOUNT) only will be converted based on selected currency (Column L) and Column BB (TAXES) value (INR) will be added to the converted values.
Note on K38: gepadmin: 1. If you choose "Full Conversion" then Column BA (AMOUNT) and Column BB (TAXES) BOTH values will be convert based on selected Currency in (Column L). 2. If you choose "Partial Conversion" then Column BA (AMOUNT) only will be converted based on selected currency (Column L) and Column BB (TAXES) value (INR) will be added to the converted values.
Note on K32: gepadmin: 1. If you choose "Full Conversion" then Column BA (AMOUNT) and Column BB (TAXES) BOTH values will be convert based on selected Currency in (Column L). 2. If you choose "Partial Conversion" then Column BA (AMOUNT) only will be converted based on selected currency (Column L) and Column BB (TAXES) value (INR) will be added to the converted values.
Note on K40: gepadmin: 1. If you choose "Full Conversion" then Column BA (AMOUNT) and Column BB (TAXES) BOTH values will be convert based on selected Currency in (Column L). 2. If you choose "Partial Conversion" then Column BA (AMOUNT) only will be converted based on selected currency (Column L) and Column BB (TAXES) value (INR) will be added to the converted values.
Note on K41: gepadmin: 1. If you choose "Full Conversion" then Column BA (AMOUNT) and Column BB (TAXES) BOTH values will be convert based on selected Currency in (Column L). 2. If you choose "Partial Conversion" then Column BA (AMOUNT) only will be converted based on selected currency (Column L) and Column BB (TAXES) value (INR) will be added to the converted values.
Note on K42: gepadmin: 1. If you choose "Full Conversion" then Column BA (AMOUNT) and Column BB (TAXES) BOTH values will be convert based on selected Currency in (Column L). 2. If you choose "Partial Conversion" then Column BA (AMOUNT) only will be converted based on selected currency (Column L) and Column BB (TAXES) value (INR) will be added to the converted values.
Note on K43: gepadmin: 1. If you choose "Full Conversion" then Column BA (AMOUNT) and Column BB (TAXES) BOTH values will be convert based on selected Currency in (Column L). 2. If you choose "Partial Conversion" then Column BA (AMOUNT) only will be converted based on selected currency (Column L) and Column BB (TAXES) value (INR) will be added to the converted values.
Note on K44: gepadmin: 1. If you choose "Full Conversion" then Column BA (AMOUNT) and Column BB (TAXES) BOTH values will be convert based on selected Currency in (Column L). 2. If you choose "Partial Conversion" then Column BA (AMOUNT) only will be converted based on selected currency (Column L) and Column BB (TAXES) value (INR) will be added to the converted values.
Note on K45: gepadmin: 1. If you choose "Full Conversion" then Column BA (AMOUNT) and Column BB (TAXES) BOTH values will be convert based on selected Currency in (Column L). 2. If you choose "Partial Conversion" then Column BA (AMOUNT) only will be converted based on selected currency (Column L) and Column BB (TAXES) value (INR) will be added to the converted values.
Note on K46: gepadmin: 1. If you choose "Full Conversion" then Column BA (AMOUNT) and Column BB (TAXES) BOTH values will be convert based on selected Currency in (Column L). 2. If you choose "Partial Conversion" then Column BA (AMOUNT) only will be converted based on selected currency (Column L) and Column BB (TAXES) value (INR) will be added to the converted values.
Note on K47: gepadmin: 1. If you choose "Full Conversion" then Column BA (AMOUNT) and Column BB (TAXES) BOTH values will be convert based on selected Currency in (Column L). 2. If you choose "Partial Conversion" then Column BA (AMOUNT) only will be converted based on selected currency (Column L) and Column BB (TAXES) value (INR) will be added to the converted values.
Note on K48: gepadmin: 1. If you choose "Full Conversion" then Column BA (AMOUNT) and Column BB (TAXES) BOTH values will be convert based on selected Currency in (Column L). 2. If you choose "Partial Conversion" then Column BA (AMOUNT) only will be converted based on selected currency (Column L) and Column BB (TAXES) value (INR) will be added to the converted values.
Note on K49: gepadmin: 1. If you choose "Full Conversion" then Column BA (AMOUNT) and Column BB (TAXES) BOTH values will be convert based on selected Currency in (Column L). 2. If you choose "Partial Conversion" then Column BA (AMOUNT) only will be converted based on selected currency (Column L) and Column BB (TAXES) value (INR) will be added to the converted values.
Note on K50: gepadmin: 1. If you choose "Full Conversion" then Column BA (AMOUNT) and Column BB (TAXES) BOTH values will be convert based on selected Currency in (Column L). 2. If you choose "Partial Conversion" then Column BA (AMOUNT) only will be converted based on selected currency (Column L) and Column BB (TAXES) value (INR) will be added to the converted values.
Note on K51: gepadmin: 1. If you choose "Full Conversion" then Column BA (AMOUNT) and Column BB (TAXES) BOTH values will be convert based on selected Currency in (Column L). 2. If you choose "Partial Conversion" then Column BA (AMOUNT) only will be converted based on selected currency (Column L) and Column BB (TAXES) value (INR) will be added to the converted values.
Note on K52: gepadmin: 1. If you choose "Full Conversion" then Column BA (AMOUNT) and Column BB (TAXES) BOTH values will be convert based on selected Currency in (Column L). 2. If you choose "Partial Conversion" then Column BA (AMOUNT) only will be converted based on selected currency (Column L) and Column BB (TAXES) value (INR) will be added to the converted values.
Note on K53: gepadmin: 1. If you choose "Full Conversion" then Column BA (AMOUNT) and Column BB (TAXES) BOTH values will be convert based on selected Currency in (Column L). 2. If you choose "Partial Conversion" then Column BA (AMOUNT) only will be converted based on selected currency (Column L) and Column BB (TAXES) value (INR) will be added to the converted values.
Note on K39: gepadmin: 1. If you choose "Full Conversion" then Column BA (AMOUNT) and Column BB (TAXES) BOTH values will be convert based on selected Currency in (Column L). 2. If you choose "Partial Conversion" then Column BA (AMOUNT) only will be converted based on selected currency (Column L) and Column BB (TAXES) value (INR) will be added to the converted values.
Note on K54: gepadmin: 1. If you choose "Full Conversion" then Column BA (AMOUNT) and Column BB (TAXES) BOTH values will be convert based on selected Currency in (Column L). 2. If you choose "Partial Conversion" then Column BA (AMOUNT) only will be converted based on selected currency (Column L) and Column BB (TAXES) value (INR) will be added to the converted values.
Note on K55: gepadmin: 1. If you choose "Full Conversion" then Column BA (AMOUNT) and Column BB (TAXES) BOTH values will be convert based on selected Currency in (Column L). 2. If you choose "Partial Conversion" then Column BA (AMOUNT) only will be converted based on selected currency (Column L) and Column BB (TAXES) value (INR) will be added to the converted values.
Note on K56: gepadmin: 1. If you choose "Full Conversion" then Column BA (AMOUNT) and Column BB (TAXES) BOTH values will be convert based on selected Currency in (Column L). 2. If you choose "Partial Conversion" then Column BA (AMOUNT) only will be converted based on selected currency (Column L) and Column BB (TAXES) value (INR) will be added to the converted values.
Note on K57: gepadmin: 1. If you choose "Full Conversion" then Column BA (AMOUNT) and Column BB (TAXES) BOTH values will be convert based on selected Currency in (Column L). 2. If you choose "Partial Conversion" then Column BA (AMOUNT) only will be converted based on selected currency (Column L) and Column BB (TAXES) value (INR) will be added to the converted values.
Note on K58: gepadmin: 1. If you choose "Full Conversion" then Column BA (AMOUNT) and Column BB (TAXES) BOTH values will be convert based on selected Currency in (Column L). 2. If you choose "Partial Conversion" then Column BA (AMOUNT) only will be converted based on selected currency (Column L) and Column BB (TAXES) value (INR) will be added to the converted values.
Note on K59: gepadmin: 1. If you choose "Full Conversion" then Column BA (AMOUNT) and Column BB (TAXES) BOTH values will be convert based on selected Currency in (Column L). 2. If you choose "Partial Conversion" then Column BA (AMOUNT) only will be converted based on selected currency (Column L) and Column BB (TAXES) value (INR) will be added to the converted values.
Note on K60: gepadmin: 1. If you choose "Full Conversion" then Column BA (AMOUNT) and Column BB (TAXES) BOTH values will be convert based on selected Currency in (Column L). 2. If you choose "Partial Conversion" then Column BA (AMOUNT) only will be converted based on selected currency (Column L) and Column BB (TAXES) value (INR) will be added to the converted values.
Note on K61: gepadmin: 1. If you choose "Full Conversion" then Column BA (AMOUNT) and Column BB (TAXES) BOTH values will be convert based on selected Currency in (Column L). 2. If you choose "Partial Conversion" then Column BA (AMOUNT) only will be converted based on selected currency (Column L) and Column BB (TAXES) value (INR) will be added to the converted values.
Note on K62: gepadmin: 1. If you choose "Full Conversion" then Column BA (AMOUNT) and Column BB (TAXES) BOTH values will be convert based on selected Currency in (Column L). 2. If you choose "Partial Conversion" then Column BA (AMOUNT) only will be converted based on selected currency (Column L) and Column BB (TAXES) value (INR) will be added to the converted values.
Note on K63: gepadmin: 1. If you choose "Full Conversion" then Column BA (AMOUNT) and Column BB (TAXES) BOTH values will be convert based on selected Currency in (Column L). 2. If you choose "Partial Conversion" then Column BA (AMOUNT) only will be converted based on selected currency (Column L) and Column BB (TAXES) value (INR) will be added to the converted values.
Note on K64: gepadmin: 1. If you choose "Full Conversion" then Column BA (AMOUNT) and Column BB (TAXES) BOTH values will be convert based on selected Currency in (Column L). 2. If you choose "Partial Conversion" then Column BA (AMOUNT) only will be converted based on selected currency (Column L) and Column BB (TAXES) value (INR) will be added to the converted values.
Note on K65: gepadmin: 1. If you choose "Full Conversion" then Column BA (AMOUNT) and Column BB (TAXES) BOTH values will be convert based on selected Currency in (Column L). 2. If you choose "Partial Conversion" then Column BA (AMOUNT) only will be converted based on selected currency (Column L) and Column BB (TAXES) value (INR) will be added to the converted values.
Note on K66: gepadmin: 1. If you choose "Full Conversion" then Column BA (AMOUNT) and Column BB (TAXES) BOTH values will be convert based on selected Currency in (Column L). 2. If you choose "Partial Conversion" then Column BA (AMOUNT) only will be converted based on selected currency (Column L) and Column BB (TAXES) value (INR) will be added to the converted values.
Note on K67: gepadmin: 1. If you choose "Full Conversion" then Column BA (AMOUNT) and Column BB (TAXES) BOTH values will be convert based on selected Currency in (Column L). 2. If you choose "Partial Conversion" then Column BA (AMOUNT) only will be converted based on selected currency (Column L) and Column BB (TAXES) value (INR) will be added to the converted values.
Note on K68: gepadmin: 1. If you choose "Full Conversion" then Column BA (AMOUNT) and Column BB (TAXES) BOTH values will be convert based on selected Currency in (Column L). 2. If you choose "Partial Conversion" then Column BA (AMOUNT) only will be converted based on selected currency (Column L) and Column BB (TAXES) value (INR) will be added to the converted values.
Note on K69: gepadmin: 1. If you choose "Full Conversion" then Column BA (AMOUNT) and Column BB (TAXES) BOTH values will be convert based on selected Currency in (Column L). 2. If you choose "Partial Conversion" then Column BA (AMOUNT) only will be converted based on selected currency (Column L) and Column BB (TAXES) value (INR) will be added to the converted values.
Note on K70: gepadmin: 1. If you choose "Full Conversion" then Column BA (AMOUNT) and Column BB (TAXES) BOTH values will be convert based on selected Currency in (Column L). 2. If you choose "Partial Conversion" then Column BA (AMOUNT) only will be converted based on selected currency (Column L) and Column BB (TAXES) value (INR) will be added to the converted values.
Note on K71: gepadmin: 1. If you choose "Full Conversion" then Column BA (AMOUNT) and Column BB (TAXES) BOTH values will be convert based on selected Currency in (Column L). 2. If you choose "Partial Conversion" then Column BA (AMOUNT) only will be converted based on selected currency (Column L) and Column BB (TAXES) value (INR) will be added to the converted values.
Note on K72: gepadmin: 1. If you choose "Full Conversion" then Column BA (AMOUNT) and Column BB (TAXES) BOTH values will be convert based on selected Currency in (Column L). 2. If you choose "Partial Conversion" then Column BA (AMOUNT) only will be converted based on selected currency (Column L) and Column BB (TAXES) value (INR) will be added to the converted values.
Note on K73: gepadmin: 1. If you choose "Full Conversion" then Column BA (AMOUNT) and Column BB (TAXES) BOTH values will be convert based on selected Currency in (Column L). 2. If you choose "Partial Conversion" then Column BA (AMOUNT) only will be converted based on selected currency (Column L) and Column BB (TAXES) value (INR) will be added to the converted values.
Note on K74: gepadmin: 1. If you choose "Full Conversion" then Column BA (AMOUNT) and Column BB (TAXES) BOTH values will be convert based on selected Currency in (Column L). 2. If you choose "Partial Conversion" then Column BA (AMOUNT) only will be converted based on selected currency (Column L) and Column BB (TAXES) value (INR) will be added to the converted values.
Note on K75: gepadmin: 1. If you choose "Full Conversion" then Column BA (AMOUNT) and Column BB (TAXES) BOTH values will be convert based on selected Currency in (Column L). 2. If you choose "Partial Conversion" then Column BA (AMOUNT) only will be converted based on selected currency (Column L) and Column BB (TAXES) value (INR) will be added to the converted values.
Note on K76: gepadmin: 1. If you choose "Full Conversion" then Column BA (AMOUNT) and Column BB (TAXES) BOTH values will be convert based on selected Currency in (Column L). 2. If you choose "Partial Conversion" then Column BA (AMOUNT) only will be converted based on selected currency (Column L) and Column BB (TAXES) value (INR) will be added to the converted values.
Note on K77: gepadmin: 1. If you choose "Full Conversion" then Column BA (AMOUNT) and Column BB (TAXES) BOTH values will be convert based on selected Currency in (Column L). 2. If you choose "Partial Conversion" then Column BA (AMOUNT) only will be converted based on selected currency (Column L) and Column BB (TAXES) value (INR) will be added to the converted values.
Note on K78: gepadmin: 1. If you choose "Full Conversion" then Column BA (AMOUNT) and Column BB (TAXES) BOTH values will be convert based on selected Currency in (Column L). 2. If you choose "Partial Conversion" then Column BA (AMOUNT) only will be converted based on selected currency (Column L) and Column BB (TAXES) value (INR) will be added to the converted values.
Note on K79: gepadmin: 1. If you choose "Full Conversion" then Column BA (AMOUNT) and Column BB (TAXES) BOTH values will be convert based on selected Currency in (Column L). 2. If you choose "Partial Conversion" then Column BA (AMOUNT) only will be converted based on selected currency (Column L) and Column BB (TAXES) value (INR) will be added to the converted values.
Note on K80: gepadmin: 1. If you choose "Full Conversion" then Column BA (AMOUNT) and Column BB (TAXES) BOTH values will be convert based on selected Currency in (Column L). 2. If you choose "Partial Conversion" then Column BA (AMOUNT) only will be converted based on selected currency (Column L) and Column BB (TAXES) value (INR) will be added to the converted values.
Note on K81: gepadmin: 1. If you choose "Full Conversion" then Column BA (AMOUNT) and Column BB (TAXES) BOTH values will be convert based on selected Currency in (Column L). 2. If you choose "Partial Conversion" then Column BA (AMOUNT) only will be converted based on selected currency (Column L) and Column BB (TAXES) value (INR) will be added to the converted values.
Note on K82: gepadmin: 1. If you choose "Full Conversion" then Column BA (AMOUNT) and Column BB (TAXES) BOTH values will be convert based on selected Currency in (Column L). 2. If you choose "Partial Conversion" then Column BA (AMOUNT) only will be converted based on selected currency (Column L) and Column BB (TAXES) value (INR) will be added to the converted values.
Note on K91: gepadmin: 1. If you choose "Full Conversion" then Column BA (AMOUNT) and Column BB (TAXES) BOTH values will be convert based on selected Currency in (Column L). 2. If you choose "Partial Conversion" then Column BA (AMOUNT) only will be converted based on selected currency (Column L) and Column BB (TAXES) value (INR) will be added to the converted values.
Note on K90: gepadmin: 1. If you choose "Full Conversion" then Column BA (AMOUNT) and Column BB (TAXES) BOTH values will be convert based on selected Currency in (Column L). 2. If you choose "Partial Conversion" then Column BA (AMOUNT) only will be converted based on selected currency (Column L) and Column BB (TAXES) value (INR) will be added to the converted values.
Note on K89: gepadmin: 1. If you choose "Full Conversion" then Column BA (AMOUNT) and Column BB (TAXES) BOTH values will be convert based on selected Currency in (Column L). 2. If you choose "Partial Conversion" then Column BA (AMOUNT) only will be converted based on selected currency (Column L) and Column BB (TAXES) value (INR) will be added to the converted values.
Note on K83: gepadmin: 1. If you choose "Full Conversion" then Column BA (AMOUNT) and Column BB (TAXES) BOTH values will be convert based on selected Currency in (Column L). 2. If you choose "Partial Conversion" then Column BA (AMOUNT) only will be converted based on selected currency (Column L) and Column BB (TAXES) value (INR) will be added to the converted values.
Note on K88: gepadmin: 1. If you choose "Full Conversion" then Column BA (AMOUNT) and Column BB (TAXES) BOTH values will be convert based on selected Currency in (Column L). 2. If you choose "Partial Conversion" then Column BA (AMOUNT) only will be converted based on selected currency (Column L) and Column BB (TAXES) value (INR) will be added to the converted values.
Note on K87: gepadmin: 1. If you choose "Full Conversion" then Column BA (AMOUNT) and Column BB (TAXES) BOTH values will be convert based on selected Currency in (Column L). 2. If you choose "Partial Conversion" then Column BA (AMOUNT) only will be converted based on selected currency (Column L) and Column BB (TAXES) value (INR) will be added to the converted values.
Note on K86: gepadmin: 1. If you choose "Full Conversion" then Column BA (AMOUNT) and Column BB (TAXES) BOTH values will be convert based on selected Currency in (Column L). 2. If you choose "Partial Conversion" then Column BA (AMOUNT) only will be converted based on selected currency (Column L) and Column BB (TAXES) value (INR) will be added to the converted values.
Note on K84: gepadmin: 1. If you choose "Full Conversion" then Column BA (AMOUNT) and Column BB (TAXES) BOTH values will be convert based on selected Currency in (Column L). 2. If you choose "Partial Conversion" then Column BA (AMOUNT) only will be converted based on selected currency (Column L) and Column BB (TAXES) value (INR) will be added to the converted values.
Note on K85: gepadmin: 1. If you choose "Full Conversion" then Column BA (AMOUNT) and Column BB (TAXES) BOTH values will be convert based on selected Currency in (Column L). 2. If you choose "Partial Conversion" then Column BA (AMOUNT) only will be converted based on selected currency (Column L) and Column BB (TAXES) value (INR) will be added to the converted values.
Note on K102: gepadmin: 1. If you choose "Full Conversion" then Column BA (AMOUNT) and Column BB (TAXES) BOTH values will be convert based on selected Currency in (Column L). 2. If you choose "Partial Conversion" then Column BA (AMOUNT) only will be converted based on selected currency (Column L) and Column BB (TAXES) value (INR) will be added to the converted values.
Note on K96: gepadmin: 1. If you choose "Full Conversion" then Column BA (AMOUNT) and Column BB (TAXES) BOTH values will be convert based on selected Currency in (Column L). 2. If you choose "Partial Conversion" then Column BA (AMOUNT) only will be converted based on selected currency (Column L) and Column BB (TAXES) value (INR) will be added to the converted values.
Note on K95: gepadmin: 1. If you choose "Full Conversion" then Column BA (AMOUNT) and Column BB (TAXES) BOTH values will be convert based on selected Currency in (Column L). 2. If you choose "Partial Conversion" then Column BA (AMOUNT) only will be converted based on selected currency (Column L) and Column BB (TAXES) value (INR) will be added to the converted values.
Note on K94: gepadmin: 1. If you choose "Full Conversion" then Column BA (AMOUNT) and Column BB (TAXES) BOTH values will be convert based on selected Currency in (Column L). 2. If you choose "Partial Conversion" then Column BA (AMOUNT) only will be converted based on selected currency (Column L) and Column BB (TAXES) value (INR) will be added to the converted values.
Note on K93: gepadmin: 1. If you choose "Full Conversion" then Column BA (AMOUNT) and Column BB (TAXES) BOTH values will be convert based on selected Currency in (Column L). 2. If you choose "Partial Conversion" then Column BA (AMOUNT) only will be converted based on selected currency (Column L) and Column BB (TAXES) value (INR) will be added to the converted values.
Note on K92: gepadmin: 1. If you choose "Full Conversion" then Column BA (AMOUNT) and Column BB (TAXES) BOTH values will be convert based on selected Currency in (Column L). 2. If you choose "Partial Conversion" then Column BA (AMOUNT) only will be converted based on selected currency (Column L) and Column BB (TAXES) value (INR) will be added to the converted values.
Note on K101: gepadmin: 1. If you choose "Full Conversion" then Column BA (AMOUNT) and Column BB (TAXES) BOTH values will be convert based on selected Currency in (Column L). 2. If you choose "Partial Conversion" then Column BA (AMOUNT) only will be converted based on selected currency (Column L) and Column BB (TAXES) value (INR) will be added to the converted values.
Note on K100: gepadmin: 1. If you choose "Full Conversion" then Column BA (AMOUNT) and Column BB (TAXES) BOTH values will be convert based on selected Currency in (Column L). 2. If you choose "Partial Conversion" then Column BA (AMOUNT) only will be converted based on selected currency (Column L) and Column BB (TAXES) value (INR) will be added to the converted values.
Note on K99: gepadmin: 1. If you choose "Full Conversion" then Column BA (AMOUNT) and Column BB (TAXES) BOTH values will be convert based on selected Currency in (Column L). 2. If you choose "Partial Conversion" then Column BA (AMOUNT) only will be converted based on selected currency (Column L) and Column BB (TAXES) value (INR) will be added to the converted values.
Note on K98: gepadmin: 1. If you choose "Full Conversion" then Column BA (AMOUNT) and Column BB (TAXES) BOTH values will be convert based on selected Currency in (Column L). 2. If you choose "Partial Conversion" then Column BA (AMOUNT) only will be converted based on selected currency (Column L) and Column BB (TAXES) value (INR) will be added to the converted values.
Note on K97: gepadmin: 1. If you choose "Full Conversion" then Column BA (AMOUNT) and Column BB (TAXES) BOTH values will be convert based on selected Currency in (Column L). 2. If you choose "Partial Conversion" then Column BA (AMOUNT) only will be converted based on selected currency (Column L) and Column BB (TAXES) value (INR) will be added to the converted values.
Note on K103: gepadmin: 1. If you choose "Full Conversion" then Column BA (AMOUNT) and Column BB (TAXES) BOTH values will be convert based on selected Currency in (Column L). 2. If you choose "Partial Conversion" then Column BA (AMOUNT) only will be converted based on selected currency (Column L) and Column BB (TAXES) value (INR) will be added to the converted values.

## Macros
Please Enable Macros to View BoQ information